## APC Info
Part Number | Description | MSRP
SWPCNS1Y-DIGI | PowerChute Network Shutdown License for Virtualization and HCI, 1-Year | 188
SWPCNS3Y-DIGI | PowerChute Network Shutdown License for Virtualization and HCI, 3-Year | 479
SWPCNS5Y-DIGI | PowerChute Network Shutdown License for Virtualization and HCI, 5-Year | 800
SWPCNS6Y-DIGI | PowerChute Network Shutdown License for Virtualization and HCI, 6-Year | 958
SBP6KRMT2U | APC Service Bypass Panel- 200/208/240V: 50A: MBB: L6-30P/HW input: (1) L6-30R (2) L6-20R output | 1925
SBP10KRMI4U | APC Service Bypass Panel- 230V, 100A, MBB, Hardwire input, IEC-320 output- (8) C13 (2) C19 | 2155
SBP10KRMT4U | APC Service Bypass Panel- 200/208/240V 100A MBB Hardwire input (3) L6-30R (3) L6-20R output | 3140
SBP16KP | APC Service Bypass Panel- 200/208/240V, 100A, MBB, Hardwire input/output | 2540
SBP16KRMP4U | APC Service Bypass Panel- 200/208/240V, 100A, MBB, Hardwire input (6) L14-30R output | 2885
SBP16KRMP4U-HW | APC Service Bypass Panel 200/208/240V Symmetra LX 4-16kVA (1)L14-30R, (3)L5-20R, (1)100A Hardwire | 2560
SBP20KP | APC Service Bypass Panel 200/208/230/240V MBB 125A HW Input/Output | 2445
SBP20KRMT4U | APC Service Bypass Panel 200/208/240V MBB 125A HW input (2) L6-30R (4) L6-20R output | 2390
SBP1500RM | APC SERVICE BYPASS PANEL 120V 15A BBM 5-15P input (8) 5-15R output | 445
SBP1500RMI | APC SERVICE BYPASS PANEL 230V 10A BBM IEC C14 input, (6) IEC C13 output | 574
SBP2200RM | APC SERVICE BYPASS PANEL 120V 20A BBM 5-20P input (6) 5-15R (2) 5-20R output | 529
SBP3000 | APC Service Bypass Panel- 100-240V, 30A, BBM, Wall Mount, Hardwire Input/Output | 1080
SBP3000RM | APC SERVICE BYPASS PANEL 120V 30A BBM L5-30P input (4) 5-20R (1) L5-30R output | 601
SBP3000RM2U | APC Service Bypass Panel- 100-120V: 30A: BBM: L5-30P input: (2) 5-20R (6) 5-15R output | 1225
SBP3000RMHW | APC SERVICE BYPASS PANEL 230V 16A BBM Hardwire | 708
SBP3000RMI | APC SERVICE BYPASS PANEL 230V 16A BBM IEC C20 input, (6) IEC C13 (1) C19 output | 693
SBP5000RMI2U | APC Service Bypass Panel - 230V, 32A, BBM, IEC320 C20/HW Input, IEC-320 Output - (2) C19 (8) C13 | 1320
SBP5000RMT2U | APC Service Bypass Panel - 200/208/240V, 30A, BBM, L6-30P input (2) L6-30R (2) L6-20R output | 1530
ACAC10005 | InRow Bridge Partition, Data Cable 300 MM | 568
ACAC10010 | InRow Bridge Partition, Data Cable 600 MM | 670
ACAC10011 | "3ft (0.9144m) Stainless Flex Pipe Kit 1" MPT to 1" FPT Union" | 1505
ACAC10012 | "6ft (1.828m) Stainless Flex Pipe Kit 1" MPT to 1" FPT Union" | 2530
ACAC10013 | "8ft (2.743m) Stainless Flex Pipe Kit 1" MPT to 1" FPT Union" | 2400
ACAC10016 | "3ft (0.914m) Stainless Flex Pipe Kit 1.25" MPT to 1.5" NPSM, OFS, Female" | 1490
ACAC10017 | "6ft (1.828m) Stainless Flex Pipe Kit 1.25" MPT to 1.5" NPSM, OFS, Female" | 2095
ACAC10022 | "Isolation Valve Assemblies, 1/2" ODF" | 282
ACAC10029 | Flexible Refrigerant Bronze Hose 0.5 inches diameter x 9 ft long | 3685
ACAC10032 | Top Piping Kit - ACRC301S | 823
ACAC10033 | Top Piping Kit - ACRC301H | 851
ACAC10035 | Compressor Acoustic Hood - RD25kW | 673
ACAC10036 | Humidity Sensor - RD25kW | 293
ACAC10037 | Ball Valve & Union - RD25kW | 613
ACAC10038 | Duplicate PSU (indoor) - RD25kW | 1535
ACAC10049 | Winter Accessory Kit - Heaters, Brackets, Wiring | 1315
ACAC10051 | Dual feed kit for Hydronic unit 200-240v | 2075
ACAC10052 | Dual feed kit for Hydronic unit 380-415v | Call for Quote
ACAC10053 | Heaters for EBOX and VFD box in low ambient | 1510
ACAC10057 | Winter Accessory Kit | 1595
ACAC10058 | InRow ATS for 48VDC | 2380
ACAC10059 | InRow ATS for 100-120v /200-240v | 1210
ACAC10060 | Condensing unit ATS, CE/UL | 1320
ACAC10061 | Pump - DP Control, 208-230V, 50/60Hz | 6920
ACAC10062 | InRow ball valve and union | 408
ACAC10063 | Flooded Receiver, 2.2L with 75w heater | 6665
ACAC10502 | "Condensate Drain Tubing - PVC Flex 0.25" (1/4") ID, 0.385" (3/8") OD x 50ft L (2 cooling units)" | 84
ACAC10503 | "Condensate Drain Tubing - PVC Flex 0.1875" (3/16") ID, 0.3125" (5/16") OD x 50ft L (2 cooling units)" | 81
ACAC11008 | InRow OA End Aisle Containment Kit - 42U | 914
ACAC11009 | InRow OA End Aisle Containment Kit - 48U | 956
ACAC20002 | CDU Flexible Fluid Piping - 300 Feet (91.4 Meters) | 4065
ACAC20003 | CDU Flexible Fluid Piping - 100 Feet (30.4 Meters) | 1560
ACAC20005 | CDU Flexible Fluid Piping Insulation - 102 Feet (31.0 Meters) | 842
ACAC20006 | CDU Flexible Fluid Piping Couplings (4 per pack) | 531
ACAC75013 | Flooded Receiver, 20L, 219mm diameter, 640mm length, GB with heater | 4480
ACAC75014 | Flooded Receiver, 20L, 219mm diameter, 640mm length, ASME with heater | 5415
ACAC75015 | Flooded Receiver, 20L, 219mm diameter, 640mm length, PED with heater | 6040
ACAC75016 | Flooded Receiver, 20L, 219mm diameter, 640mm length, ASME with 200w heater | 9835
ACCD75228 | Condenser, 38kW, 95F(35C),208-230V/3, 60Hz | 22050
ACCD75229 | Condenser, 46kW, 115F(46C),208-230V/3, 60Hz | 27320
ACCD75230 | Condenser, 38kW, 95F(35C,460V/3, 60Hz | 20415
ACCD75231 | Condenser, 46kW, 115F(46C),460V/3, 60Hz | 23760
ACCD75232 | Condenser, 46kw, 95F/115F(35C/46C),230V/1, 50Hz | 11535
ACCD75232-C | Condenser, 46kw, 95F/115F(35C/46C),230V/1, 50Hz, with CE | 12615
ACCD75233-C | Condenser, 46kw, 95F/115F(35C/46C),230V/1, 60Hz , with CE | 11965
ACCD75234 | Condenser 1x1 Build to Order, 38kW, 95F, 208-230V/3, 60Hz (qsce54076) | 18785
ACCD75235 | Condenser 1x1 Build to Order, 38kW, 95F, 460V/3, 60Hz (qsce55319) | 20415
ACCU100 | Condensing unit, 200-240v, CE/UL | 18665
ACCU300 | InRow DX 300mm Condensing Unit, 200-240v, Single Power, UL | 31990
ACCU300D | InRow DX 300mm Condensing Unit, 200-240v, Dual Power, UL | 35420
ACCU301 | InRow DX 300mm Condensing Unit, 460-480v, Single Power, UL | 31990
ACCU301D | InRow DX 300mm Condensing Unit, 460-480v, Dual Power, UL | 35420
ACFD12-B | Cooling Distribution Unit 12 Circuit, Bottom/Top Mains, Bottom Distribution Piping | 29395
ACFD12-T | Cooling Distribution Unit 12 Circuit, Bottom/Top Mains, Top Distribution Piping | 29395
ACHU300 | InRow 300mm Water-Cooled Condensing Unit, 200-240v, UL, ambient above 0C | 24840
ACHU300-L | InRow 300mm Water-Cooled Condensing Unit, 200-240v, UL, ambient down to -40C | 26695
ACHU302 | InRow 300mm Water-Cooled Condensing Unit, 380v to 415v, CE, ambient above 0C | Call for Quote
ACHU302-L | InRow 300mm Water-Cooled Condensing Unit, 380v to 415v, CE, ambient down to -40C | Call for Quote
ACRC301H | InRow RC, 300mm, Chilled Water, 208-230V, 50/60Hz - HT | 26355
ACRC301HQ | InRow RC 300mm HT | Call for Quote
ACRC301HXW | RC 300mm HT, CW, 208-230V 50/60Hz -White | 28565
ACRC301S | InRow RC, 300mm, Chilled Water, 100-240V, 50/60 Hz - ST | 18845
ACRC301SX797 | InRow RC, 300mm, Chilled Water, 100-240V, 50/60 Hz - ST w/ gravity drain | 16635
ACRC301SXW | InRow RC, 300mm, Chilled Water, 100-240V, 50/60 Hz - ST - RAL 9003 | 19305
ACRC600 | InRow RC, 600mm, Chilled Water, 200-240V, 50/60Hz | 39795
ACRC600P | InRow RC, 600mm, Chilled Water 200-240V 50/60Hz, w/ humidifier | 42920
ACRC601 | InRow RC, 600mm, Chilled Water, 460-480V, 60Hz | 39905
ACRC601P | InRow RC, 600mm, Chilled Water 460-480V 60Hz, w/ humidifier | 40775
ACRC602 | InRow RC, 600mm, Chilled Water, 380-415V, 50/60Hz | 38520
ACRC602P | InRow RC, 600mm, Chilled Water 380-415V 50/60 Hz, w/ humidifier | 39585
ACRD100 | InRow RD, 300mm, Air Cooled, 208-230V, 60Hz | 22615
ACRD101 | InRow RD, 300mm, Air Cooled, 220-240V, 50Hz | 21410
ACRD101D | InRow DX 300mm Indoor Unit, 48VDC, Standard, CE/UL | 22265
ACRD101P | InRow DX 300mm Indoor Unit, 200-240v, precision, CE/UL | 29605
ACRD101S | InRow DX 300mm Indoor Unit, 100-120v /200-240v, Standard, CE/UL | 22950
ACRD200 | InRow RD, 300mm, Fluid Cooled, 208-230V, 60Hz | 25260
ACRD201 | InRow RD, 300mm, Fluid Cooled, 220-240V, 50Hz | 24005
ACRD301P | InRow DX 300mm 30kW Indoor Unit, 200-240V, Humidifier & Reheat, CE/UL | 25225
ACRD301S | InRow DX 300mm 30kW Indoor Unit, 100-120v /200-240v, Standard, CE/UL | 23355
ACRD600 | InRow RD, 600mm Air Cooled, 200-240V, 50/60Hz | 41850
ACRD600P | InRow RD, 600mm Air Cooled, 200-240V, 50/60Hz, with humidifier | 44540
ACRD601 | InRow RD, 600mm Air Cooled, 460-480V, 60Hz | 41855
ACRD601P | InRow RD, 600mm Air Cooled, 460-480V, 60Hz, with humidifier | 44540
ACRD602 | InRow RD, 600mm Air Cooled, 380-415V, 50/60Hz | 40220
ACRD602P | InRow RD, 600mm Air Cooled, 380-415V, 50/60Hz, with humidifier | 45645
ACRH301P | InRow Twin Coil 300mm 27kW Indoor Unit, 200-240V, Humidifier & Reheat, CE/UL | 28730
ACRH301S | InRow Twin Coil 300mm 27kW Indoor Unit, 200-240V, CE/UL | 27980
ANC331 | Custom Third Party PL331 Solution | Call for Quote
AP9325 | Leak Sensor - 6.1 m (20 ft) w/ interface cable | 669
AP9326 | Leak Sensor - 6.1 m (20 ft) | 505
QPUMP | Pumps and associated parts | Call for Quote
RACSC101 | InRow SC System 1 InRow SC, 1 NetShelter SX Rack 600mm, and Rear Containment | 20115
RACSC112 | InRow SC System 1 InRow SC, 1 NetShelter SX Rack 600mm, with Front and Rear Containment | 26190
RACSC201 | InRow SC System 2 InRow SC units, 1 NetShelter SX Rack 600mm, and Rear Containment | 34015
WACOA500-SPL1 | ACOA500 SPARE PARTS KIT - LEVEL 1 | 8585
WACOA501-SPL1 | ACOA501 SPARE PARTS KIT - LEVEL 1 | 9900
WACRC301H-SPL1 | ACRC301H LEVEL 1 SPARE PARTS KIT | 6350
WACRC301H-SPL2 | ACRC301H LEVEL 2 SPARE PARTS KIT | 12960
WACRC301H-SPL3 | ACRC301H LEVEL 3 SPARE PARTS KIT | 14945
WACRC301S-SPL1 | ACRC301S LEVEL 1 SPARE PARTS KIT | 6855
WACRC301S-SPL2 | ACRC301S LEVEL 2 SPARE PARTS KIT | 10425
WACRC301S-SPL3 | ACRC301S LEVEL 3 SPARE PARTS KIT | 12270
WRC600UPG-SPL1 | CW 600MM CONTROLLER UPGRADE WITH FRONT DOOR - SPARE PARTS KIT | 5375
WRC600UPG-SPL2 | CW 600MM CONTROLLER UPGRADE WITH FRONT AND REAR DOORS - SPARE PARTS KIT | 7130
QWBESS-EXTWARR | Battery Energy Storage Solution Extended Warranty | Call for Quote
QWBESSCOMM | Battery Energy Storage Solution System Start-up Commissioning | Call for Quote
ACAC22005 | Active Flow Controller -125Pa | 404
ANC336 | Custom Third Party PL336 Solution | Call for Quote
AR7725 | Side Airflow Duct Kit For Nexus 7009, 750mm Wide Enclosures | 643
AR7751 | VED for 600mm Wide Short Range / Vertical Exhaust Duct Kit for SX Enclosure | 1100
AR7752W | VED for 600mm Wide Tall Range / Vertical Exhaust Duct Kit for SX Enclosure White | 1240
AR7754 | VED for 750mm Wide Tall Range / Vertical Exhaust Duct Kit for SX Enclosure | 1310
AR7755 | Overhead Cable Extension 600mm Wide / Vertical Exhaust Duct Kit for SX Enclosure | 300
AR8206ABLK | NETSHELTER WX FAN TRAY 120VAC BLACK | 315
AR8207BLK | NetShelter WX Fan Tray 230VAC Black | 254
AR8213 | NetShelter WX Fan Module | 155
QAIRDIST | Air distribution systems and associated parts | Call for Quote
QCONTAINMENT | Containment Systems and Assocated Parts | Call for Quote
0G-SY20KF | GENERIC ASSY SYM 20KVA 3PH 208V W/DIST | 32165
0M-G5TB300ADJ | MGE GALAXY 5000 ADJ BAT CABINET TYPE 300 | 7590
0M-G5TB490ADJ | MGE GALAXY 5000 ADJ BAT CABINET TYPE 490 | 11955
0M-G5TBSH01 | MGE GALAXY 5000 BAT SHELF UPS12-300MR 32 | 5160
0M-G5TH100K130GADJ | MGE GALAXY 5000 100-130KVA ADJ MB 480V | 7675
0M-G5THOPT010 | MGE GALAXY 5000 100-130KVA W/LD ISO 208V | 11195
0M-G5TU40K80G | MGE GALAXY 5000 40/80KVA 480V | 31335
0M-G5TU100K130G | MGE GALAXY 5000 100/130KVA 480V | 44110
0M-TMRAB001 | EXTERNAL SYNCHRO BOX | 4525
0M-TMRAB002 | TEMPERATURE MONITOR | 98
66061 | MGE JBus/Modbus Card | 421
66071 | MGE MultiSlot NEMA HID | 722
66077 | MGE Kit Network Management Link | 1900
AP9644 | Network Management Card LCES2 with Modbus, Ethernet, and Aux Sensors | 1165
BATTPS12V2000PPEXD | PS12V2000PP Exide Sprinter Pure Power 12V VRLA Battery | 316
BATTXP12V1800GNB | XP12V1800 Exide 12V VRLA Battery | 316
E3MBBBQ | Adapted Battery Breaker Box,and Associated Parts Used with an Easy UPS 3M | Call for Quote
E3MBBKQ | Adapted Battery Breaker Kit,and Associated Parts Used with an Easy UPS 3M | Call for Quote
E3MOPT012 | Easy UPS 3M 15M Parallel Kit for 60-200 kVA | Call for Quote
E3SBPAR10K40F | Easy UPS 3S Parallel Maintenance Bypass Panel for 3 UPSs, 10-40kVA 208V | 12940
E3SBPSU10K20F | Easy UPS 3S Maintenance Bypass Panel, single unit, 10-20kVA 208V | 6465
E3SBPSU30K40F | Easy UPS 3S Maintenance Bypass Panel, single unit, 30-40kVA 208V | 9715
E3SFBTH2 | Easy UPS 3S High Capacity Battery String 208V | 2170
E3SOPT001 | Network Card for Easy UPS 3S, 3M, 3L and Galaxy PW 2nd Gen UPS | 314
E3SOPT002 | Parallel Kit (5m cable) for Easy UPS 3S & Easy UPS 3S Pro | 761
E3SOPT010 | Dry Contact Card for Easy UPS 3S & Easy UPS 3S Pro | 356
E3SOPT014 | Easy UPS 3S Cold Start Kit 10-40 kVA 208V | 290
E3SOPT015 | Easy UPS 3S Kirk Key Kit | 1630
E3SOPT016 | Parallel Kit (15m cable) for Easy UPS 3S & Easy UPS 3S Pro | Call for Quote
E3SUPS10KFBS | Easy UPS 3S 10 kVA 208V 3:3 UPS for internal batteries, Start-up 5x8 | 15890
E3SUPS15KFBS | Easy UPS 3S 15 kVA 208V 3:3 UPS for internal batteries, Start-up 5x8 | 18245
E3SUPS20KFBS | Easy UPS 3S 20 kVA 208V 3:3 UPS for internal batteries, Start-up 5x8 | 19950
E3SUPS30KFBS | Easy UPS 3S 30 kVA 208V 3:3 UPS for internal batteries, Start-up 5x8 | 25140
E3SUPS40KFBS | Easy UPS 3S 40 kVA 208V 3:3 UPS for internal batteries, Start-up 5x8 | 29905
E3SXR7 | Easy UPS 3S Modular Battery Cabinet 208V | 7920
E7TBATOPT | EXTERNAL BATTERIES OPT GALAXY EPS 7000 | Call for Quote
E7TBATX | EXTERNAL BATTERIES OPT GALAXY EPS 7000 | Call for Quote
E7TGOPT300-500 | INTEGRATED OPTIONS GALAXY EPS 7000 | Call for Quote
E7TGOPTEXT | EXTERNAL OPTIONS GALAXY EPS 7000 | Call for Quote
E7TMBCX | EXT MAIN BYPASS GALAXY EPS7000 300-500K | Call for Quote
E7TUPSPM300-500 | POWER MODULE GALAXY EPS 7000 300-500 KVA | Call for Quote
E8TGOPTEXT78 | EXTERNAL OPT GALAXY EPS8000 750-800KVA | Call for Quote
E8TUPSPM625 | POWER MODULE MGE GALAXY EPS 8000 625 KVA | Call for Quote
E8TUPSPM750-800 | POWER MODULE GALAXY EPS 8000 750-800 KVA | Call for Quote
E8TUPSPM1000-1100 | POWER MODULE GALAXY EPS 8000 1000-1100 K | Call for Quote
EPWUPSQ | Adapted Galaxy PW and associated parts | Call for Quote
G3KUPSPM10 | POWER MODULE GALAXY 3000 10KVA | Call for Quote
G4TAUXX | MGE GALAXY 4000 AUXILIARY OPTIONS | Call for Quote
G4TDOCX | DOCUMENT PACKAGE OPTIONS GALAXY 4000 | Call for Quote
G4TEOX | EXTERNAL OPTIONS GALAXY 4000 | Call for Quote
G4TGOPT | MGE GALAXY 4000 INTEGRATED UPS OPTIONS | Call for Quote
G4TMBCX | MGE GALAXY 4000 EXTERNAL BYPASS OPTIONS | Call for Quote
G4TUPSPM40 | MGE GALAXY 4000 40KVA UPS SELECTIONS | Call for Quote
G4TUPSPM65 | POWER MODULE GALAXY 4000 65KVA | Call for Quote
G4TUPSPM75 | POWER MODULE GALAXY 4000 75KVA | Call for Quote
G5TA40X | MGE GALAXY 5000 40 KVA AUX OPTIONS | Call for Quote
G5TA50X | MGE GALAXY 5000 520 KVA AUX OPTIONS | Call for Quote
G5TA60X | MGE GALAXY 5000 60 KVA AUX OPTIONS | Call for Quote
G5TA80X | MGE GALAXY 5000 80 KVA AUX OPTIONS | Call for Quote
G5TA100X | MGE GALAXY 5000 100 KVA AUX OPTIONS | Call for Quote
G5TABX | EMPTY BATTERY CUBICLE OPTIONS GALAXY 5000 | Call for Quote
G5TB80X | MGE GALAXY 5000 60KVA BAT CAB IP32 30 MN | Call for Quote
G5TBX | MGE GALAXY 5000 EXT BATTERIES OPTIONS | Call for Quote
G5TGOPT | MGE GALAXY 5000 INTEGRATED OPTIONS | Call for Quote
G5TH40K50G | MGE GALAXY 5000 40 KVA EXT BYP OPTIONS | Call for Quote
G5THX | MGE GALAXY 5000 BYPASS OPTIONS | Call for Quote
G5TOPT40 | MGE GALAXY 5000 40KVA INT OPT | Call for Quote
G5TOPT50 | MGE GALAXY 5000 50KVA INT OPT | Call for Quote
G5TOPT60 | MGE GALAXY 5000 60 KVA 480V INT OPT | Call for Quote
G5TOPT80 | MGE GALAXY 5000 80 KVA 480V INT OPT | Call for Quote
G5TOPT100 | MGE GALAXY 5000 100 KVA 480V INT OPT | Call for Quote
G5TUPSPM40K80G | MGE GALAXY 5000 40-80 KVA 480V | Call for Quote
G5TUPSPM60 | MGE GALAXY 5000 60 KVA UPS SELECTIONS | Call for Quote
G5TUPSPM80 | MGE GALAXY 5000 80 KVA UPS SELECTIONS | Call for Quote
G5TUPSPM100K130G | MGE GALAXY 5000 100-130 KVA 480V | Call for Quote
G7TSBSPM | POWER MODULE SBS GALAXY 7000 | Call for Quote
GVBEC | Bottom Cable Entry Cabinet, 400 mm wide, for Galaxy VS/VL | 3275
GVEAC7 | Galaxy V Series Empty Auxiliary Cabinet | 6625
GVLBBQ | Adapted Battery Breaker Box,and Associated Parts Used with a Galaxy V | Call for Quote
GVLCCQ | Adapted Cable Cabinet,and Associated Parts Used with a Galaxy VL | Call for Quote
GVLQ | Adapted UPS, and Associated Parts Used with a Galaxy VL | Call for Quote
GVLSBPQ | Adapted Service Bypass,and Associated Parts Used with a Galaxy VL | Call for Quote
GVLSGQ | Adapted Switchgear and Associated parts used with a Galaxy VL | Call for Quote
GVLXFMRQ | Adapted Transformer Cabinet,and Associated Parts Used with a Galaxy VL | Call for Quote
GVMBBQ | Adapted Battery Cabinets (DC Disconnect) and associated parts used | Call for Quote
GVMCCQ | Adapted Connection Cabinets and associated parts used with a Galaxy | Call for Quote
GVMDFW-KIT | Galaxy VM Dust Filter Kit Wide Power Cabinet | 390
GVML2MBCN-KIT | Galaxy VM Level 2 Seismic Kit for Narrow Modular Battery Cabinet | 537
GVML2MBCW-KIT | Galaxy VM Level 2 Seismic Kit for Wide Modular Battery Cabinet | 665
GVMMBTU | Galaxy VM UPS Modular Battery module | 3070
GVMMODBCN | Galaxy VM UPS Modular Battery Cabinet Narrow for 6 battery modules | 6625
GVMMODBCW | Galaxy VM UPS Modular Battery Cabinet wide for 12 battery modules | 9645
GVMPB160KG65S | Galaxy VM 160 kVA UPS Parallel 480-480 V, 65kAIC, Start up 5x8 | 70545
GVMPB160KHS | Galaxy VM 160 kVA UPS Parallel 400-400 V with Backfeed protection, Start up 5x8 | 45770
GVMPB180KG65S | Galaxy VM 180 kVA UPS Parallel 480-480 V, 65kAIC, Start up 5x8 | 80485
GVMPB225KG65S | Galaxy VM 225 kVA UPS Parallel 480-480 V, 65kAIC, Start up 5x8 | 97605
GVMQ | Adapted UPS, and associated parts used with a Galaxy VM | Call for Quote
GVMRB160KG65S | Galaxy VM 160 kVA Additional UPS for 1+1 480-480 V, 65kAIC, Start up 5x8 | 69160
GVMRB180KG65S | Galaxy VM 180 kVA Additional UPS for 1+1 480-480 V, 65kAIC, Start up 5x8 | 80485
GVMRB225KG65S | Galaxy VM 225 kVA Additional UPS for 1+1 480-480 V, 65kAIC, Start up 5x8 | 93070
GVMS160KGF65S | Galaxy VM 160 kVA UPS Single 480-208 V, 65kAIC, Start up 5x8 | 124480
GVMS180KGF65S | Galaxy VM 180 kVA UPS Single 480-208 V, 65kAIC, Start up 5x8 | 125385
GVMS225KGF65S | Galaxy VM 225 kVA UPS Single 480-208 V, 65kAIC, Start up 5x8 | 140615
GVMSB160KG65S | Galaxy VM 160 kVA UPS Single 480-480 V, 65kAIC, Start up 5x8 | 74490
GVMSB160KHS | Galaxy VM 160 kVA UPS Single 400-400 V with Backfeed protection, Start up 5x8 | 46590
GVMSB180KG65S | Galaxy VM 180 kVA UPS Single 480-480 V,65kAIC, Start up 5x8 | 85990
GVMSB200KHS | Galaxy VM 200 kVA UPS Single 400-400 V with Backfeed protection, Start up 5x8 | 66110
GVMSB225KG65S | Galaxy VM 225 kVA UPS Single 480-480 V, 65kAIC, Start up 5x8 | 101220
GVMSBC450KG | Galaxy VM System Bypass Cabinet 450K 480V | 30655
GVMSBC640KHEL | GALAXY VM System Bypass Cabinet 640KVA 380/400/415V EL | 25245
GVMSBC675KG | Galaxy VM System Bypass Cabinet 675K 480V | 38660
GVMSBCLB675KG | Galaxy VM System Bypass Cabinet 675K 480V with load bank breaker | 42295
GVMSBPQ | Adapted Bypass Cabinets and associated parts used with a Galaxy VM | Call for Quote
GVPM20KD | Galaxy V series Power Module 20kW 400V/480V, 10kW 208V | 13415
GVPM50KD | Galaxy V series Power Module 50kW 400V/480V, 25kW 208V | 19205
GVSBBB20K80H | Galaxy VS Battery Breaker Box 20-80kW 400V | 2750
GVSBBB100K200H | Galaxy VS Battery Breaker Box 100-200kW 400V | 4130
GVSBBK20K80H | Galaxy VS Battery Breaker Kit 20-80kW 400V | 1800
GVSBBK100K200H | Galaxy VS Battery Breaker Kit 100-200kW 400V | 2890
GVSBBQ | Adapted Battery Breaker Box,and Associated Parts Used with a Galaxy VS | Call for Quote
GVSBP100T | Galaxy VS Maintenance Bypass Cabinet, single unit, 10-50kW 208V, 20-100kW 480V, 77.6in tall | 12760
GVSBPAR10K30H | Galaxy VS Parallel Maintenance Bypass Panel for 2 UPSs, 10-30kW 400V Wallmount | 5945
GVSBPAR40K50H | Parallel Maintenance Bypass Panel for 2 UPSs, 40-50kW 400V wallmount, for Galaxy VS and Easy UPS 3S | 6710
GVSBPAR60K120H | Parallel Maintenance Bypass Panel for 2 UPSs, 60-120kW 400V wallmount for Galaxy VS & Easy UPS 3S/3M | 10730
GVSBPIT25B | Galaxy VS Maintenance Bypass Cabinet w input transformer 25kW 480V or 600V in, 208V out, 59in tall | 17085
GVSBPIT50 | Galaxy VS Maintenance Bypass Cabinet with Input Transformer 30-50kW 480V or 600V In, 208V Out | 23570
GVSBPIT75 | Galaxy VS Maintenance Bypass Cabinet with Input Transformer 75kW, 480V or 600V In, 208V Out | 30435
GVSBPOT50B | Galaxy VS Maintenance Bypass Cabinet with output transformer 50kW 480V in, 208V out, 59in tall | 22475
GVSBPOT100 | Galaxy VS Maintenance Bypass Cabinet with Output Transformer 60-100kW 480V In, 208V Out | 26320
GVSBPOT100T | Galaxy VS Maintenance Bypass Cabinet with output transformer 100kW 480V in, 208V out, 77.6in tall | 34795
GVSBPOT150 | Galaxy VS Maintenance Bypass Cabinet with Output Transformer 150kW 480V In, 208V Out | 44000
GVSBPSU10K20H | Maintenance Bypass Panel, single unit, 10-20kW 400V wallmount, for Galaxy VS and Easy UPS 3S | 1510
GVSBPSU20K60H | Maintenance Bypass Panel, single unit, 20-60kW 400V wallmount, for Galaxy VS and Easy UPS 3S | 2280
GVSBPSU60G-WP | Galaxy VS Maintenance Bypass Panel, single unit, 10-30kW 208V, 20-60kW 480V wallmount | 2995
GVSBPSU80G | Galaxy VS Maintenance Bypass Cabinet, UL, Single-Unit 10-40kW 208V, 20-80kW 480V, 20-80kW 400V | 7650
GVSBPSU80K120H | Maintenance Bypass Panel, single unit, 80-120kW 400V wallmount, for Galaxy VS and Easy UPS 3S/3M | 3615
GVSBPSU100G-WP | Galaxy VS Maintenance Bypass Panel, single unit, 25-50kW 208V, 50-100kW 480V wallmount | 7060
GVSBPSU150G | Galaxy VS Maintenance Bypass Cabinet, UL, Single-Unit 50-75kW 208V, 100-150kW 480V, 100-150kW 400V | 10295
GVSBPSU150KH | Maintenance Bypass Panel, single unit, 150kW 400V wallmount, for Galaxy VS and Easy UPS 3M | 4610
GVSBT4 | Galaxy VS 7Ah Smart Modular Battery String | 4445
GVSBTH4 | Galaxy VS 9Ah Smart Modular High Capacity Battery String | 5330
GVSBTH4LL | Galaxy VS 9Ah Smart Modular Long-Life High Capacity Battery String | 6795
GVSBTHU | Galaxy VS 9Ah Smart High Capacity Battery Module | 2590
GVSBTHULL | Galaxy VS 9Ah Smart Long-Life High Capacity Battery Module | 3165
GVSBTU | Galaxy VS 7Ah Smart Battery Module | 2175
GVSCBC10A2 | Classic Battery Cabinet, IEC, 1000mm wide, Config A2, Galaxy VS/VL and Easy UPS 3-Phase Modular | 29890
GVSCBT1 | Galaxy VS Classic Battery Cabinet, UL, Type 1 | 28315
GVSCBT1ST | Galaxy VS Classic Battery Cabinet, UL, Type 1, Seismic Tested | 29915
GVSCBT2 | Galaxy VS Classic Battery Cabinet, UL, Type 2 | 33030
GVSCBT2ST | Galaxy VS Classic Battery Cabinet, UL, Type 2, Seismic Tested | 34630
GVSCBT3 | Galaxy VS Classic Battery Cabinet, UL, Type 3 | 38025
GVSCBT3ST | Galaxy VS Classic Battery Cabinet, UL, Type 3, Seismic Tested | 39940
GVSCBT4 | Galaxy VS Classic Battery Cabinet, UL, Type 4 | 43470
GVSCBT4ST | Galaxy VS Classic Battery Cabinet, UL, Type 4, Seismic Tested | 45390
GVSCBT5 | Galaxy VS Classic Battery Cabinet, UL, Type 5 | 47705
GVSCBT5ST | Galaxy VS Classic Battery Cabinet, UL, Type 5, Seismic Tested | 49625
GVSCBT6ST | Galaxy VS Classic Battery Cabinet, UL, Type 6, Seismic Tested | 56970
GVSCBT7ST | Galaxy VS Classical Battery Cabinet, UL, Type 7, Seismic Tested | 59145
GVSCCQ | Adapted Cable Cabinet,and Associated Parts Used with a Galaxy VS | Call for Quote
GVSMODBC6 | Galaxy VS Modular Battery Cabinet for up to 6 smart modular battery strings | 8590
GVSMODBC9 | Galaxy VS Modular Battery Cabinet for up to 9 smart modular battery strings | 11755
GVSOPT001 | Galaxy VS Air Filter Kit for 521mm wide UPS | 347
GVSOPT002 | Galaxy VS Seismic Kit for Modular Battery Cabinet or 521mm wide UPS | 394
GVSOPT003 | Galaxy VS Seismic Kit for Maintenance Bypass Cabinet | 297
GVSOPT004 | Galaxy VS Kirk Key Kit for Maintenance Bypass Cabinet | 4420
GVSOPT005 | Galaxy VS NEMA 2 holes kit | 593
GVSOPT006 | Parallel Communications Kit for Galaxy VS, Easy UPS 3-Phase Modular, Galaxy PX, & Galaxy 3L Pro | 770
GVSOPT007 | Galaxy VS Kirk Key Kit for Maintenance Bypass Cabinet | 2665
GVSOPT008 | Galaxy VS Seismic kit for Maintenance Bypass Cabinet with Transfomer | 495
GVSOPT011 | Galaxy VS Cable Kit for 2nd Classic Battery Cabinet | 1115
GVSOPT012 | Galaxy VS Cable Kit for 59in tall maintenance bypass cabinet with transformer, 25kVA in/50kVA out | 907
GVSOPT013 | Galaxy VS Cable and conduit box Kit for 59in tall Bypass with transformer, 25kVA in/50kVA out | 2420
GVSOPT014 | Galaxy VS Air Filter Kit for 1970mm (77.6in) tall UPS | 363
GVSOPT015 | Galaxy VS Air Filter Kit for 350mm (13.8in) wide UPS | 311
GVSOPT016 | Galaxy VS Seismic Kit for 1970mm (77.6in) tall UPS or modular battery cabinet | 1320
GVSOPT017 | Galaxy VS Seismic Kit for 350mm (13.8in) wide UPS | 356
GVSOPT018 | Galaxy VS Cable and Conduit Box for 20.5in wide UPS w batteries and maintenance bypass cabinet | 2420
GVSOPT020 | Galaxy VS NEMA 2 holes kit for 77.6in tall UPS | 512
GVSOPT025 | Galaxy VS Seismic Kit for 1970mm (77.6in) tall auxiliary cabinet | 495
GVSOPT026 | Galaxy VS IP22 Kit for 521mm wide UPS | 1380
GVSOPT027 | Galaxy VS Mounting Skid for 521mm wide UPS for marine or industrial applications | 6900
GVSOPT028 | Galaxy VS Cable Kit for 2nd and 3rd Classic Battery Cabinet | 3155
GVSOPT029 | Galaxy VS Seismic Kit for 150kW Transformer Cabinet | 639
GVSOPT030 | Galaxy VS Cable Kit for UPS with external Modular Battery Cabinets, adjacent installation | 2415
GVSOPT031 | Galaxy VS 4th Breaker kit for 77.6in tall Maintenance Bypass Cabinet | 3480
GVSOPT032 | Galaxy VS Cable Kit for 77.6in tall Bypass | 3985
GVSOPT033 | Galaxy VS IP52 / NEMA12 Kit for 521mm (20.5in) wide UPS | 1725
GVSOPT034 | Galaxy VS IP52 / NEMA12 Kit for Modular battery cabinet 6 strings | 1555
GVSOPT036 | Galaxy VS Remote Alarm Panel | 3885
GVSOPT037 | Galaxy VS Output Switch Box | 2245
GVSOPT038 | Galaxy VS Live Swap upgrade kit | 784
GVSOPT038S | Galaxy VS Live Swap Upgrade Kit for UPS with External Batteries, Start-up Service 5x8 | 3625
GVSOPT039 | Galaxy VS Live Swap Upgrade Kit for UPS with Modular Batteries | 960
GVSOPT040 | Galaxy VS Interface Cable for X-ray equipment | 246
GVSQ | Adapted UPS, and Associated Parts Used with a Galaxy VS | Call for Quote
GVSSBPQ | Adapted Service Bypass,and Associated Parts Used with a Galaxy VS | Call for Quote
GVSUPS10K0B4FS | Galaxy VS UPS 10kW 208V for up to 4 internal 9Ah smart modular battery strings, Start-up 5x8 | 20910
GVSUPS10KB2FS | Galaxy VS UPS 10kW 208V, 1 internal 7Ah smart modular battery string, expandable to 2, Start-up 5x8 | 22320
GVSUPS10KB2HS | Galaxy VS UPS 10kW 400V, 1 internal 7Ah smart modular battery string, expandable to 2, Start-up 5x8 | 26550
GVSUPS10KB4FS | Galaxy VS UPS 10kW 208V, 1 internal 9Ah smart modular battery string, expandable to 4, Start-up 5x8 | 25280
GVSUPS10KB4HS | Galaxy VS UPS 10kW 400V, 1 internal 9Ah smart modular battery string, expandable to 4, Start-up 5x8 | 29225
GVSUPS10KFS | Galaxy VS UPS 10kW 208V for External Batteries, Start-up 5x8 | 20805
GVSUPS10KFSUS | Galaxy VS UPS TAA Compliant 10kW 208V for External Batteries, Start-up 5x8 | 22675
GVSUPS10KR0B5FS | Galaxy VS UPS 10kW 208V with N+1 power module, for 5 smart modular 9Ah battery strings, Start-up 5x8 | 30970
GVSUPS10KRFS | Galaxy VS UPS 10kW 208V with N+1 power module for external batteries, Start-up 5x8 | 35835
GVSUPS15K0B4FS | Galaxy VS UPS 15kW 208V for up to 4 internal 9Ah smart modular battery strings, Start-up 5x8 | 22300
GVSUPS15KB2HS | Galaxy VS UPS 15kW 400V, 1 internal 7Ah smart modular battery string, expandable to 2, Start-up 5x8 | 27950
GVSUPS15KB4FS | Galaxy VS UPS 15kW 208V, 2 internal 9Ah smart modular battery strings, expandable to 4, Start-up 5x8 | 31100
GVSUPS15KB4HS | Galaxy VS UPS 15kW 400V, 1 internal 9Ah smart modular battery string, expandable to 4, Start-up 5x8 | 30760
GVSUPS15KFS | Galaxy VS UPS 15kW 208V for External Batteries, Start-up 5x8 | 23405
GVSUPS15KFSUS | Galaxy VS UPS TAA Compliant 15kW 208V for External Batteries, Start-up 5x8 | 25510
GVSUPS15KR0B5FS | Galaxy VS UPS 15kW 208V with N+1 power module, for 5 smart modular 9Ah battery strings, Start-up 5x8 | 33705
GVSUPS15KRFS | Galaxy VS UPS 15kW 208V with N+1 power module for external batteries, Start-up 5x8 | 38360
GVSUPS20K0B4FS | Galaxy VS UPS 20kW 208V for up to 4 internal 9Ah smart modular battery strings, Start-up 5x8 | 24380
GVSUPS20K0B4GS | Galaxy VS UPS 20kW 480V for up to 4 internal 9Ah smart modular battery strings, Start-up 5x8 | 27880
GVSUPS20K0B4HS | Galaxy VS UPS 20kW 400V for up to 4 internal 9Ah smart modular battery strings, Start-up 5x8 | 27880
GVSUPS20K100B3H | Galaxy VS UPS 20kW with transformer, 480V Input 400V Output, with 2 modular battery strings expandable to 3 | 91790
GVSUPS20KB2GS | Galaxy VS UPS 20kW 480V, 1 internal 7Ah smart modular battery string, expandable to 2, Start-up 5x8 | 29420
GVSUPS20KB2HS | Galaxy VS UPS 20kW 400V, 1 internal 7Ah smart modular battery string, expandable to 2, Start-up 5x8 | 29420
GVSUPS20KB4FS | Galaxy VS UPS 20kW 208V, 2 internal 9Ah smart modular battery strings, expandable to 4, Start-up 5x8 | 33005
GVSUPS20KB4GS | Galaxy VS UPS 20kW 480V, 1 internal 9Ah smart modular battery string, expandable to 4, Start-up 5x8 | 32380
GVSUPS20KB4HS | Galaxy VS UPS 20kW 400V, 1 internal 9Ah smart modular battery string, expandable to 4, Start-up 5x8 | 32380
GVSUPS20KFS | Galaxy VS UPS 20kW 208V for External Batteries, Start-up 5x8 | 24705
GVSUPS20KFSUS | Galaxy VS UPS TAA Compliant 20kW 208V for External Batteries, Start-up 5x8 | 26930
GVSUPS20KGS | Galaxy VS UPS 20kW 480V for External Batteries, Start-up 5x8 | 29845
GVSUPS20KGSUS | Galaxy VS UPS TAA Compliant 20kW 480V for External Batteries, Start-up 5x8 | 32535
GVSUPS20KHS | Galaxy VS UPS 20kW 400V for External Batteries, Start-up 5x8 | 29845
GVSUPS20KMHS | Galaxy VS UPS 20kW 400V for external batteries, halogen-free cables, marine certified, Start-up 5x8 | 32050
GVSUPS20KR0B5FS | Galaxy VS UPS 20kW 208V with N+1 power module, for 5 smart modular 9Ah battery strings, Start-up 5x8 | 36875
GVSUPS20KR0B5GS | Galaxy VS UPS 20kW 480V with N+1 power module, for 5 smart modular 9Ah battery strings, Start-up 5x8 | 38715
GVSUPS20KR0B5HS | Galaxy VS UPS 20kW 400V with N+1 power module, for 5 smart modular 9Ah battery strings, Start-up 5x8 | 38715
GVSUPS20KRFS | Galaxy VS UPS 20kW 208V with N+1 power module for external batteries, Start-up 5x8 | 39625
GVSUPS20KRGS | Galaxy VS UPS 20kW 480V with N+1 power module for external batteries, Start-up 5x8 | 44615
GVSUPS20KRHS | Galaxy VS UPS 20kW 400V with N+1 power module for external batteries, Start-up 5x8 | 44615
GVSUPS25K0B4FS | Galaxy VS UPS 25kW 208V for up to 4 internal 9Ah smart modular battery strings, Start-up 5x8 | 27195
GVSUPS25K75FS | Galaxy VS UPS 25kW 208V scalable to 75kW for external batteries, Start-up 5x8 | 30940
GVSUPS25KB4FS | Galaxy VS UPS 25kW 208V, 2 internal 9Ah smart modular battery strings, expandable to 4, Start-up 5x8 | 34400
GVSUPS25KFS | Galaxy VS UPS 25kW 208V for External Batteries, Start-up 5x8 | 26005
GVSUPS25KFSUS | Galaxy VS UPS TAA Compliant 25kW 208V for External Batteries, Start-up 5x8 | 28345
GVSUPS25KR0B5FS | Galaxy VS UPS 25kW 208V with N+1 power module, for 5 smart modular 9Ah battery strings, Start-up 5x8 | 41170
GVSUPS25KRFS | Galaxy VS UPS 25kW 208V with N+1 power module for external batteries, Start-up 5x8 | 40885
GVSUPS30K0B4GS | Galaxy VS UPS 30kW 480V for up to 4 internal 9Ah smart modular battery strings, Start-up 5x8 | 31860
GVSUPS30K0B4HS | Galaxy VS UPS 30kW 400V for up to 4 internal 9Ah smart modular battery strings, Start-up 5x8 | 31860
GVSUPS30K0B5FS | Galaxy VS UPS 30kW 208V for up to 5 internal 9Ah smart modular battery strings, Start-up 5x8 | 29660
GVSUPS30KB4GS | Galaxy VS UPS 30kW 480V, 2 internal 9Ah smart modular battery strings, expandable to 4, Start-up 5x8 | 38205
GVSUPS30KB4HS | Galaxy VS UPS 30kW 400V, 2 internal 9Ah smart modular battery strings, expandable to 4, Start-up 5x8 | 38205
GVSUPS30KB5FS | Galaxy VS UPS 30kW 208V, 3 internal 9Ah smart modular battery strings, expandable to 5, Start-up 5x8 | 45665
GVSUPS30KFS | Galaxy VS UPS 30kW 208V for External Batteries, Start-up 5x8 | 34140
GVSUPS30KFSUS | Galaxy VS UPS TAA Compliant 30kW 208V for External Batteries, Start-up 5x8 | 37210
GVSUPS30KGS | Galaxy VS UPS 30kW 480V for External Batteries, Start-up 5x8 | 31835
GVSUPS30KGSUS | Galaxy VS UPS TAA Compliant 30kW 480V for External Batteries, Start-up 5x8 | 34700
GVSUPS30KHS | Galaxy VS UPS 30kW 400V for External Batteries, Start-up 5x8 | 31835
GVSUPS30KMHS | Galaxy VS UPS 30kW 400V for external batteries, halogen-free cables, marine certified, Start-up 5x8 | 34040
GVSUPS30KR0B5GS | Galaxy VS UPS 30kW 480V with N+1 power module, for 5 smart modular 9Ah battery strings, Start-up 5x8 | 44935
GVSUPS30KR0B5HS | Galaxy VS UPS 30kW 400V with N+1 power module, for 5 smart modular 9Ah battery strings, Start-up 5x8 | 44935
GVSUPS30KRFS | Galaxy VS UPS 30kW 208V with N+1 power module for external batteries, Start-up 5x8 | 48780
GVSUPS30KRGS | Galaxy VS UPS 30kW 480V with N+1 power module for external batteries, Start-up 5x8 | 46545
GVSUPS30KRHS | Galaxy VS UPS 30kW 400V with N+1 power module for external batteries, Start-up 5x8 | 46550
GVSUPS40K0B4GS | Galaxy VS UPS 40kW 480V for up to 4 internal 9Ah smart modular battery strings, Start-up 5x8 | 34830
GVSUPS40K0B4HS | Galaxy VS UPS 40kW 400V for up to 4 internal 9Ah smart modular battery strings, Start-up 5x8 | 34830
GVSUPS40K0B5FS | Galaxy VS UPS 40kW 208V for up to 5 internal 9Ah smart modular battery strings, Start-up 5x8 | 35260
GVSUPS40KB4GS | Galaxy VS UPS 40kW 480V, 2 internal 9Ah smart modular battery strings, expandable to 4, Start-up 5x8 | 43210
GVSUPS40KB4HS | Galaxy VS UPS 40kW 400V, 2 internal 9Ah smart modular battery strings, expandable to 4, Start-up 5x8 | 43210
GVSUPS40KB5FS | Galaxy VS UPS 40kW 208V, 3 internal 9Ah smart modular battery strings, expandable to 5, Start-up 5x8 | 52065
GVSUPS40KFS | Galaxy VS UPS 40kW 208V for External Batteries, Start-up 5x8 | 37930
GVSUPS40KFSUS | Galaxy VS UPS TAA Compliant 40kW 208V for External Batteries, Start-up 5x8 | 41345
GVSUPS40KGS | Galaxy VS UPS 40kW 480V for External Batteries, Start-up 5x8 | 35025
GVSUPS40KGSUS | Galaxy VS UPS TAA Compliant 40kW 480V for External Batteries, Start-up 5x8 | 38175
GVSUPS40KHS | Galaxy VS UPS 40kW 400V for External Batteries, Start-up 5x8 | 35025
GVSUPS40KMHS | Galaxy VS UPS 40kW 400V for external batteries, halogen-free cables, marine certified, Start-up 5x8 | 37230
GVSUPS40KR0B5GS | Galaxy VS UPS 40kW 480V with N+1 power module, for 5 smart modular 9Ah battery strings, Start-up 5x8 | 49165
GVSUPS40KR0B5HS | Galaxy VS UPS 40kW 400V with N+1 power module, for 5 smart modular 9Ah battery strings, Start-up 5x8 | 49165
GVSUPS40KRFS | Galaxy VS UPS 40kW 208V with N+1 power module for external batteries, Start-up 5x8 | 52465
GVSUPS40KRGS | Galaxy VS UPS 40kW 480V with N+1 power module for external batteries, Start-up 5x8 | 49645
GVSUPS40KRHS | Galaxy VS UPS 40kW 400V with N+1 power module for external batteries, Start-up 5x8 | 49640
GVSUPS50K0B4GS | Galaxy VS UPS 50kW 480V for up to 4 internal 9Ah smart modular battery strings, Start-up 5x8 | 38850
GVSUPS50K0B4HS | Galaxy VS UPS 50kW 400V for up to 4 internal 9Ah smart modular battery strings, Start-up 5x8 | 38850
GVSUPS50K0B5FS | Galaxy VS UPS 50kW 208V for up to 5 internal 9Ah smart modular battery strings, Start-up 5x8 | 39035
GVSUPS50K150GS | Galaxy VS UPS 50kW 480V scalable to 150kW for external batteries, Start-up 5x8 | 43560
GVSUPS50K150HS | Galaxy VS UPS 50kW 400V scalable to 150kW for external batteries, Start-up 5x8 | 43560
GVSUPS50KB4GS | Galaxy VS UPS 50kW 480V, 2 internal 9Ah smart modular battery strings, expandable to 4, Start-up 5x8 | 47755
GVSUPS50KB4HS | Galaxy VS UPS 50kW 400V, 2 internal 9Ah smart modular battery strings, expandable to 4, Start-up 5x8 | 47755
GVSUPS50KB5FS | Galaxy VS UPS 50kW 208V, 3 internal 9Ah smart modular battery strings, expandable to 5, Start-up 5x8 | 56380
GVSUPS50KFS | Galaxy VS UPS 50kW 208V for External Batteries, Start-up 5x8 | 43110
GVSUPS50KFSUS | Galaxy VS UPS TAA Compliant 50kW 208V for External Batteries, Start-up 5x8 | 46995
GVSUPS50KGS | Galaxy VS UPS 50kW 480V for External Batteries, Start-up 5x8 | 39795
GVSUPS50KGSUS | Galaxy VS UPS TAA Compliant 50kW 480V for External Batteries, Start-up 5x8 | 43375
GVSUPS50KHS | Galaxy VS UPS 50kW 400V for External Batteries, Start-up 5x8 | 39795
GVSUPS50KMHS | Galaxy VS UPS 50kW 400V for external batteries, halogen-free cables, marine certified, Start-up 5x8 | 42000
GVSUPS50KR0B5GS | Galaxy VS UPS 50kW 480V with N+1 power module, for 5 smart modular 9Ah battery strings, Start-up 5x8 | 54890
GVSUPS50KR0B5HS | Galaxy VS UPS 50kW 400V with N+1 power module, for 5 smart modular 9Ah battery strings, Start-up 5x8 | 54890
GVSUPS50KRFS | Galaxy VS UPS 50kW 208V with N+1 power module for external batteries, Start-up 5x8 | 57495
GVSUPS50KRGS | Galaxy VS UPS 50kW 480V with N+1 power module for external batteries, Start-up 5x8 | 54275
GVSUPS50KRHS | Galaxy VS UPS 50kW 400V with N+1 power module for external batteries, Start-up 5x8 | 54275
GVSUPS60K0B5GS | Galaxy VS UPS 60kW 480V for up to 5 internal 9Ah smart modular battery strings, Start-up 5x8 | 42370
GVSUPS60K0B5HS | Galaxy VS UPS 60kW 400V for up to 5 internal 9Ah smart modular battery strings, Start-up 5x8 | 42370
GVSUPS60KB5GS | Galaxy VS UPS 60kW 480V, 3 internal 9Ah smart modular battery strings, expandable to 5, Start-up 5x8 | 57080
GVSUPS60KB5HS | Galaxy VS UPS 60kW 400V, 3 internal 9Ah smart modular battery strings, expandable to 5, Start-up 5x8 | 57080
GVSUPS60KFS | Galaxy VS 60kW 208V for external batteries, Start-up 5x8 | 50225
GVSUPS60KGS | Galaxy VS UPS 60kW 480V for External Batteries, Start-up 5x8 | 45300
GVSUPS60KGSUS | Galaxy VS UPS TAA Compliant 60kW 480V for External Batteries, Start-up 5x8 | 49375
GVSUPS60KHS | Galaxy VS UPS 60kW 400V for External Batteries, Start-up 5x8 | 45300
GVSUPS60KMHS | Galaxy VS UPS 60kW 400V for external batteries, halogen-free cables, marine certified, Start-up 5x8 | 46840
GVSUPS60KRGS | Galaxy VS UPS 60kW 480V with N+1 power module for external batteries, Start-up 5x8 | 59620
GVSUPS60KRHS | Galaxy VS UPS 60kW 400V with N+1 power module for external batteries, Start-up 5x8 | 59620
GVSUPS75KFS | Galaxy VS 75kW 208V for external batteries, Start-up 5x8 | 59015
GVSUPS80K0B5GS | Galaxy VS UPS 80kW 480V for up to 5 internal 9Ah smart modular battery strings, Start-up 5x8 | 50375
GVSUPS80K0B5HS | Galaxy VS UPS 80kW 400V for up to 5 internal 9Ah smart modular battery strings, Start-up 5x8 | 50375
GVSUPS80KB5GS | Galaxy VS UPS 80kW 480V, 3 internal 9Ah smart modular battery strings, expandable to 5, Start-up 5x8 | 65085
GVSUPS80KB5HS | Galaxy VS UPS 80kW 400V, 3 internal 9Ah smart modular battery strings, expandable to 5, Start-up 5x8 | 65085
GVSUPS80KGS | Galaxy VS UPS 80kW 480V for External Batteries, Start-up 5x8 | 49045
GVSUPS80KGSUS | Galaxy VS UPS TAA Compliant 80kW 480V for External Batteries, Start-up 5x8 | 53460
GVSUPS80KHS | Galaxy VS UPS 80kW 400V for External Batteries, Start-up 5x8 | 49045
GVSUPS80KMHS | Galaxy VS UPS 80kW 400V for external batteries, halogen-free cables, marine certified, Start-up 5x8 | 50585
GVSUPS80KRGS | Galaxy VS UPS 80kW 480V with N+1 power module for external batteries, Start-up 5x8 | 63255
GVSUPS80KRHS | Galaxy VS UPS 80kW 400V with N+1 power module for external batteries, Start-up 5x8 | 63255
GVSUPS100K0B5GS | Galaxy VS UPS 100kW 480V for up to 5 internal 9Ah smart modular battery strings, Start-up 5x8 | 55765
GVSUPS100K0B5HS | Galaxy VS UPS 100kW 400V for up to 5 internal 9Ah smart modular battery strings, Start-up 5x8 | 55765
GVSUPS100KB5GS | Galaxy VS UPS 100kW 480V, 3 internal 9Ah smart modular battery strings expandable to 5, Start-up 5x8 | 70475
GVSUPS100KB5HS | Galaxy VS UPS 100kW 400V, 3 internal 9Ah smart modular battery strings expandable to 5, Start-up 5x8 | 70475
GVSUPS100KGS | Galaxy VS UPS 100kW 480V for External Batteries, Start-up 5x8 | 53170
GVSUPS100KGSUS | Galaxy VS UPS TAA Compliant 100kW 480V for External Batteries, Start-up 5x8 | 57955
GVSUPS100KHS | Galaxy VS UPS 100kW 400V for External Batteries, Start-up 5x8 | 53170
GVSUPS100KMHS | Galaxy VS UPS 100kW 400V for external batteries, halogen-free cables, marine certified, Start-up 5x8 | 54710
GVSUPS100KRGS | Galaxy VS UPS 100kW 480V with N+1 power module for external batteries, Start-up 5x8 | 67260
GVSUPS100KRHS | Galaxy VS UPS 100kW 400V with N+1 power module for external batteries, Start-up 5x8 | 67260
GVSUPS120KGS | Galaxy VS 120kW 480V for external batteries, Start-up 5x8 | 61945
GVSUPS120KHS | Galaxy VS UPS 120kW 400V for External Batteries, Start-up 5x8 | 61030
GVSUPS120KMHS | Galaxy VS UPS 120kW 400V for external batteries, halogen-free cables, marine certified, Start-up 5x8 | 61910
GVSUPS150KGS | Galaxy VS 150kW 480V for external batteries, Start-up 5x8 | 72785
GVSUPS150KHS | Galaxy VS UPS 150kW 400V for External Batteries, Start-up 5x8 | 74955
GVSUPS150KMHS | Galaxy VS UPS 150kW 400V for external batteries, halogen-free cables, marine certified, Start-up 5x8 | 75835
GVSXFMRQ | Adapted Transformer Cabinet,and Associated Parts Used with a Galaxy VS | Call for Quote
GVXCCQ | Adapted Connection Cabinets and associated parts used with Galaxy VX | Call for Quote
GVXI1250KDNBF2 | Galaxy VX 1250 kW I/O Cabinet without Backfeed protection on Mains 2 | 91390
GVXINDUCASSY | Galaxy VX 1250 kVA Inductor Cabinet Assembly | 46970
GVXOPT001 | Galaxy VX Mains 2 Backfeed Kit for I/O 1250kVA Cabinet | 8550
GVXOPT002 | Galaxy VX Lithium-ion BMS Power Supply Kit for 1250kVA I/O Cabinet without Backfeed Protection | 243
GVXQ | Adapted UPS, and associated parts used with a Galaxy VX | Call for Quote
GVXSBPQ | Adapted Bypass Cabinets and associated parts used with a Galaxy VX | Call for Quote
GVXXFMRQ | Adapted Transformer and associated parts used with a Galaxy VX | Call for Quote
GWQ | Adapted UPS, And Associated Parts Used With a Galaxy PW | Call for Quote
GWTBATX | EXTERNAL BATTERIES OPTIONS GALAXY PW | Call for Quote
ISX20K20F | Symmetra PX 20kW, 208V | 55460
LIBCAT2W8X80 | CATL LIB rack with 8 x 80Ah battery modules and 500A control box 2 wires | 60455
LIBCAT2W9X80 | CATL LIB rack with 9 x 80Ah battery modules and 500A control box 2 wires | 66585
LIBCAT2W10X80 | CATL LIB rack with 10 x 80Ah battery modules and 500A control box 2 wires | 75565
LIBCAT2W11X80 | CATL LIB rack with 11 x 80Ah battery modules and 500A control box 2 wires | 81700
LIBCATMOD80 | CATL 51.2V 80Ah battery module | 6135
LIBSEDATABMSUL | Galaxy Lithium-ion Battery Cabinet UL Data Kit | 990
LIBSEFUSEKIT | Galaxy Lithium-ion Battery 10 Module Cabinet Fuse Kit | 196
LIBSEOPT001 | Galaxy Li-ion Battery Communication Cable, 25m (82ft) | 352
LIBSEOPT002 | Galaxy Lithium-ion Battery Cabinet SMPS AC/DC Converter | 2600
LIBSESMG10UL | Galaxy Lithium-ion Battery Cabinet UL with 10 x 2.04 kWh battery modules | 52810
LIBSESMG13UL | Galaxy Li-Ion Battery Cabinet UL with 13 x 2.04 kWh battery modules | 61400
LIBSESMG16UL | Galaxy Li-Ion Battery Cabinet UL with 16 x 2.04 kWh battery modules | 69740
LIBSESMG17IEC | Galaxy Li-Ion Battery Cabinet IEC with 17 x 2.04 kWh battery modules | 72950
LIBSESMG17UL | Galaxy Li-Ion Battery Cabinet UL with 17 x 2.04 kWh battery modules | 72950
LIBSESMGCABUL | Galaxy Li-Ion Battery Cabinet UL for 2.04 kWh battery modules | 13950
LIBSMG95ACCH | Li-Ion Battery 9540A - Accessories Hardware | 1070
LIBSMG95MODA | Li-Ion Battery 9540A - Battery Module Type A | 3250
LIBSMG95MODB | Li-Ion Battery 9540A - Battery Module Type B | 3250
LIBSMG95RACKUL | Li-Ion Battery 9540A - Empty Rack Frame UL | 4875
LIBSMG95SGUL | Li-Ion Battery 9540A - SwitchGear UL | 6735
LIBSMG95SMPS | Li-Ion Battery 9540A - SMPS | 7860
LIBSMG95SMPS1PH | Li-Ion Battery 9540A - SMPS (1-PHASE) | 3115
QBATG3H | Batteries, and Associated Parts Used with a Galaxy 300 | Call for Quote
QBATG5T | Batteries and Associated Parts Used with a Galaxy 5000 | Call for Quote
QBATG35H | Batteries and Associated Parts Used with a Galaxy 3500 | Call for Quote
QBATMW | Batteries and Associated Parts Used with a Symmetra MW | Call for Quote
QBATPX | Batteries and Associated Parts Used with a Symmetra PX | Call for Quote
QLIBATGVX | LIthium Ion Battery Cabinet and associated parts used with a Galaxy VX | Call for Quote
QNSP | Non Standard Spare Parts - Power | Call for Quote
SBP40KFC1M1 | APC 40KW 208V 1 MOD. 1 MAIN SERV. BYPASS PANEL | 5030
SY10K40F | Symmetra PX 10kW Scalable to 40kW N+1, 208V | 37200
SY10K100F | APC Symmetra PX 10kW Scalable to 100kW, 208V with Startup | 50235
SY16K48H-PD | APC Symmetra PX 16kW All-In-One, Scalable to 48kW, 400V | 69035
SY16K48H-PDNB | Symmetra PX 16kW All-In-One, Scalable to 48kW, without Batteries, 400V | 41990
SY20K40F | Symmetra PX 20kW Scalable to 40kW N+1, 208V | 47575
SY20K100F | APC Symmetra PX 20kW Scalable to 100kW, 208V with Startup | 60895
SY30K40F | Symmetra PX 30kW Scalable to 40kW N+1, 208V | 58170
SY30K100F | APC Symmetra PX 30kW Scalable to 100kW, 208V with Startup | 70415
SY32K48H-PD | APC Symmetra PX 32kW All-In-One, Scalable to 48kW, 400V | 85985
SY32K96H | Symmetra PX 32kW Scalable to 96kW, 400 V | 93015
SY32K96H-PD | APC Symmetra PX 32kW Scalable to 96kW 400V with Modular Power Distribution | 123610
SY32K160H | APC Symmetra PX 32kW Scalable to 160kW, 400V | 96305
SY32K160H-PD | APC Symmetra PX 32kW Scalable to 160kW, 400V w/ Integrated Modular Distribution | 123610
SY40K40F | Symmetra PX 40kW Scalable to 40kW N+1, 208V | 68800
SY40K100F | APC Symmetra PX 40kW Scalable to 100kW, 208V with Startup | 80110
SY40K100F-NB | Symmetra PX 40kW Scalable to 100kW, 208V with Startup, No Battery | 45935
SY48K48H-PD | APC Symmetra PX 48kW All-In-One, 400V | 111705
SY50K100F | APC Symmetra PX 50kW Scalable to 100kW, 208V with Startup | 89860
SY50K100F-NB | Symmetra PX 50kW Scalable to 100kW, 208V with Startup, No Battery | 51185
SY60K100F | APC Symmetra PX 60kW Scalable to 100kW, 208V with Startup | 99665
SY60K100F-NB | Symmetra PX 60kW Scalable to 100kW, 208V with Startup, No Battery | 56435
SY64K96H | APC Symmetra PX 64kW Scalable to 96kW, 400V | 131680
SY64K96H-PD | APC Symmetra PX 64kW Scalable to 96kW 400V with Modular Power Distribution | 169685
SY64K160H-PD | APC Symmetra PX 64kW Scalable to 160kW, 400V w/ Integrated Modular Distribution | 169685
SY70K100F | APC Symmetra PX 70kW Scalable to 100kW, 208V with Startup | 109425
SY70K100F-NB | Symmetra PX 70 kW Scalable to 100kW, 208V with Startup, No Battery | 62925
SY80K100F | APC Symmetra PX 80kW Scalable to 100kW, 208V with Startup | 119215
SY80K100F-NB | Symmetra PX 80kW Scalable to 100kW, 208V with Startup, No Battery | 66940
SY90K100F | APC Symmetra PX 90kW Scalable to 100kW, 208V with Startup | 127705
SY90K100F-NB | Symmetra PX 90kW Scalable to 100kW, 208V with Startup, No Battery | 71285
SY96K96H | APC Symmetra PX 96kW Scalable, 400V | 170780
SY96K96H-PD | APC Symmetra PX 96kW Scalable, 400V with Modular Power Distribution | 213425
SY96K160H-PD | APC Symmetra PX 96kW Scalable to 160kW, 400V w/ Integrated Modular Distribution | 202765
SY100K100F | APC Symmetra PX 100kW Scalable to 100kW, 208V with Startup | 140190
SY100K100F-NB | Symmetra PX 100kW Scalable to 100kW, 208V with Startup, No Battery | 78565
SY100K250D | APC Symmetra PX 100kW Scalable to 250kW without Maintenance Bypass or Distribution- Parallel Capable | 139520
SY100K250DL-PD | APC Symmetra PX 100kW Scalable to 250kW with Maintenance Bypass Left & Distribution | 163900
SY100K250DR-PD | APC Symmetra PX 100kW Scalable to 250kW with Right Mounted Maintenance Bypass and Distribution | 163900
SY125K250D | APC Symmetra PX 125kW Scalable to 250kW without Maintenance Bypass or Distribution -Parallel Capable | 158270
SY125K250D-NB | APC Symmetra PX 125kW Scalable to 250kW without Bypass, Distribution or batteries -Parallel Capable | 94660
SY125K250DL-PD | APC Symmetra PX 125kW Scalable to 250kW with Left Mounted Maintenance Bypass and Distribution | 183130
SY125K250DL-PDNB | APC Symmetra PX 125kW Scalable to 250kW with Maintenance Bypass Left, Distribution & No Batteries | 118295
SY125K250DR-PD | APC Symmetra PX 125kW Scalable to 250kW with Right Mounted Maintenance Bypass and Distribution | 183130
SY125K250DR-PDNB | APC Symmetra PX 125kW Scalable to 250kW with Maintenance Bypass and Distribution, No Batteries | 118295
SY125K500D | APC Symmetra PX 125kW Scalable to 500kW without Maintenance Bypass & Distribution -Parallel Capable | 166410
SY125K500D-NB | APC Symmetra PX 125kW Scalable to 500kW without Bypass, Distribution or Batteries -Parallel Capable | 105270
SY125K500DL-PD | APC Symmetra PX 125kW Scalable to 500kW with Maintenance Bypass Left & Distribution | 192115
SY125K500DL-PDNB | APC Symmetra PX 125kW Scalable to 500kW with Maintenance Bypass Left, Distribution & No Batteries | 127145
SY125K500DR-PD | APC Symmetra PX 125kW Scalable to 500kW with Right Mounted Maintenance Bypass and Distribution | 192115
SY125K500DR-PDNB | APC Symmetra PX 125kW Scalable to 500kW with Maintenance Bypass and Distribution, No Batteries | 122805
SY150K250D | APC Symmetra PX 150kW Scalable to 250kW without Maintenance Bypass or Distribution -Parallel Capable | 197640
SY150K250DL-PD | APC Symmetra PX 150kW Scalable to 250kW with Maintenance Bypass Left & Distribution | 223215
SY150K250DR-PD | APC Symmetra PX 150kW Scalable to 250kW with Right Mounted Maintenance Bypass and Distribution | 223215
SY200K250D | APC Symmetra PX 200kW Scalable to 250kW without Maintenance Bypass or Distribution -Parallel Capable | 238055
SY200K250DL-PD | APC Symmetra PX 200kW Scalable to 250kW with Maintenance Bypass Left & Distribution | 266520
SY200K250DR-PD | APC Symmetra PX 200kW Scalable to 250kW with Right Mounted Maintenance Bypass and Distribution | 266520
SY250K500D | APC Symmetra PX 250kW Scalable to 500kW without Maintenance Bypass or Distribution -Parallel Capable | 289125
SY250K500DL-PD | APC Symmetra PX 250kW Scalable to 500kW with Left Mounted Maintenance Bypass and Distribution | 319185
SY250K500DR-PD | APC Symmetra PX 250kW Scalable to 500kW with Right Mounted Maintenance Bypass and Distribution | 319185
SY300K500D | APC Symmetra PX 300kW Scalable to 500kW without Maintenance Bypass or Distribution -Parallel Capable | 354395
SY300K500DL-PD | APC Symmetra PX 300kW Scalable to 500kW with Maintenance Bypass Left & Distribution | 386520
SY300K500DR-PD | APC Symmetra PX 300kW Scalable to 500kW with Right Mounted Maintenance Bypass and Distribution | 386520
SY400K400G-SPL1 | APC Symmetra MW 400KW 480V Spare Part Kit Level 1 | 13740
SY400K400G-SPL2 | APC Symmetra MW 400KW 480V Spare Part Kit Level 2 | 50030
SY400K400G-SPL3 | APC Symmetra MW 400KW 480V Spare Part Kit Level 3 | 96295
SY400K400G-SPL4 | APC Symmetra MW 400KW 480V Spare Part Kit Level 4 | 231110
SY400K400H-SPL1 | APC Symmetra MW 400KW 400V Spare Part Kit Level 1 | 12300
SY400K400H-SPL2 | APC Symmetra MW 400KW 400V Spare Part Kit Level 2 | 25430
SY400K400H-SPL3 | APC Symmetra MW 400KW 400V Spare Part Kit Level 3 | 68305
SY400K400H-SPL4 | APC Symmetra MW 400KW 400V Spare Part Kit Level 4 | 147360
SY400K500D | APC Symmetra PX 400kW Scalable to 500kW without Maintenance Bypass or Distribution -Parallel Capable | 453405
SY400K500DL-PD | APC Symmetra PX 400kW Scalable to 500kW with Maintenance Bypass Left & Distribution | 489075
SY400K500DR-PD | APC Symmetra PX 400kW Scalable to 500kW with Right Mounted Maintenance Bypass and Distribution | 489075
SY500K500D | APC Symmetra PX 500kW Scalable to 500kW without Maintenance Bypass or Distribution -Parallel Capable | 527565
SY500K500DL-PD | APC Symmetra PX 500kW Scalable to 500kW with Maintenance Bypass Left & Distribution | 565285
SY500K500DR-PD | APC Symmetra PX 500kW Scalable to 500kW with Right Mounted Maintenance Bypass and Distribution | 565285
SY600K600G-SPL1 | APC Symmetra MW 600KW 480V Spare Part Kit Level 1 | 14655
SY600K600G-SPL2 | APC Symmetra MW 600KW 480V Spare Part Kit Level 2 | 51560
SY600K600G-SPL3 | APC Symmetra MW 600KW 480V Spare Part Kit Level 3 | 97825
SY600K600G-SPL4 | APC Symmetra MW 600KW 480V Spare Part Kit Level 4 | 232645
SY600K600H-SPL1 | APC Symmetra MW 600KW 400V Spare Part Kit Level 1 | 13205
SY600K600H-SPL2 | APC Symmetra MW 600KW 400V Spare Part Kit Level 2 | 24850
SY600K600H-SPL3 | APC Symmetra MW 600KW 400V Spare Part Kit Level 3 | 68215
SY600K600H-SPL4 | APC Symmetra MW 600KW 400V Spare Part Kit Level 4 | 147265
SY800K800G-SPL1 | APC Symmetra MW 800KW 480V Spare Part Kit Level 1 | 15680
SY800K800G-SPL2 | APC Symmetra MW 800KW 480V Spare Part Kit Level 2 | 82990
SY800K800G-SPL3 | APC Symmetra MW 800KW 480V Spare Part Kit Level 3 | 135625
SY800K800G-SPL4 | APC Symmetra MW 800kW 480V Spare Part Kit Level 4 | 182690
SY800K800H-SPL1 | APC Symmetra MW 800kW 400V Spare Part Kit Level 1 | 14240
SY800K800H-SPL2 | APC Symmetra MW 800kW 400V Spare Part Kit Level 2 | 32985
SY800K800H-SPL3 | APC Symmetra MW 800kW 400V Spare Part Kit Level 3 | 76230
SY800K800H-SPL4 | APC Symmetra MW 800kW 400V Spare Part Kit Level 4 | 129875
SY1000K1000G-SPL1 | APC Symmetra MW 1000KW 480V Spare Part Kit Level 1 | 15115
SY1000K1000G-SPL2 | APC Symmetra MW 1000KW 480V Spare Part Kit Level 2 | 53480
SY1000K1000G-SPL3 | APC Symmetra MW 1000KW 480V Spare Part Kit Level 3 | 109275
SY1000K1000G-SPL4 | APC Symmetra MW 1000KW 480V Spare Part Kit Level 4 | 167195
SY1000K1000H-SPL1 | APC Symmetra MW 1000kW 400V Spare Part Kit Level 1 | 13665
SY1000K1000H-SPL2 | APC Symmetra MW 1000kW 400V Spare Part Kit Level 2 | 40930
SY1000K1000H-SPL3 | APC Symmetra MW 1000kW 400V Spare Part Kit Level 3 | 80615
SY1000K1000H-SPL4 | APC Symmetra MW 1000kW 400V Spare Part Kit Level 4 | 150655
SY1200K1200G-SPL1 | APC Symmetra MW 1200KW 480V Spare Part Kit Level 1 | 15290
SY1200K1200G-SPL2 | APC Symmetra MW 1200KW 480V Spare Part Kit Level 2 | 67205
SY1200K1200G-SPL3 | APC Symmetra MW 1200KW 480V Spare Part Kit Level 3 | 116865
SY1200K1200G-SPL4 | APC Symmetra MW 1200KW 480V Spare Part Kit Level 4 | 181045
SY1200K1200H-SPL1 | APC Symmetra MW 1200KW 400V Spare Part Kit Level 1 | 14985
SY1200K1200H-SPL2 | APC Symmetra MW 1200KW 400V Spare Part Kit Level 2 | 31830
SY1200K1200H-SPL3 | APC Symmetra MW 1200KW 400V Spare Part Kit Level 3 | 69965
SY1200K1200H-SPL4 | APC Symmetra MW 1200KW 400V Spare Part Kit Level 4 | 137420
SY1400K1400G-SPL1 | APC Symmetra MW 1400KW 480V Spare Part Kit Level 1 | 15125
SY1400K1400G-SPL2 | APC Symmetra MW 1400KW 480V Spare Part Kit Level 2 | 67635
SY1400K1400G-SPL3 | APC Symmetra MW 1400KW 480V Spare Part Kit Level 3 | 120275
SY1400K1400G-SPL4 | APC Symmetra MW 1400KW 480V Spare Part Kit Level 4 | 182670
SY1400K1400H-SPL1 | APC Symmetra MW 1400KW 400V Spare Part Kit Level 1 | 14830
SY1400K1400H-SPL2 | APC Symmetra MW 1400KW 400V Spare Part Kit Level 2 | 34515
SY1400K1400H-SPL3 | APC Symmetra MW 1400KW 400V Spare Part Kit Level 3 | 75370
SY1400K1400H-SPL4 | APC Symmetra MW 1400KW 400V Spare Part Kit Level 4 | 142355
SY1600K1600G-SPL1 | APC Symmetra MW 1600KW 480V Spare Part Kit Level 1 | 15525
SY1600K1600G-SPL2 | APC Symmetra MW 1600KW 480V Spare Part Kit Level 2 | 63805
SY1600K1600G-SPL3 | APC Symmetra MW 1600KW 480V Spare Part Kit Level 3 | 119435
SY1600K1600G-SPL4 | APC Symmetra MW 1600KW 480V Spare Part Kit Level 4 | 178820
SY1600K1600H-SPL1 | APC Symmetra MW 1600KW 400V Spare Part Kit Level 1 | 15240
SY1600K1600H-SPL2 | APC Symmetra MW 1600KW 400V Spare Part Kit Level 2 | 37455
SY1600K1600H-SPL3 | APC Symmetra MW 1600KW 400V Spare Part Kit Level 3 | 75610
SY1600K1600H-SPL4 | APC Symmetra MW 1600KW 400V Spare Part Kit Level 4 | 142575
SYBFF | APC Symmetra PX 500kW Bottom Feed Frame for 500kW Dual Mains Configs | 8975
SYBFXR8 | APC Symmetra PX 250/500kW Battery Enclosure for up to 8 Battery Modules | 21955
SYBFXR8S | APC Symmetra PX 250/500kW Battery Enclosure for up to 8 Battery Modules & Start Up | 22125
SYBSC250K500 | APC Symmetra PX250/500kW Batt. enclosure sidecar for remote battery solution with 500A fuse kit | 10195
SYCF40KF | SYMMETRA PX 40KW FRAME, 208V | 26930
SYCF48KH | APC Symmetra PX 48kW All-In-One Frame, 400V | 52235
SYCF100KF | APC Symmetra PX 100kW Power Frame, 208V | 47280
SYCF160KH | APC Symmetra PX Frame 160kW 400V | 36895
SYCFXR9 | APC Symmetra PX Battery Frame for 400V PX 96/160kW & 208V PX 100kW for 9 Battery Modules | 16250
SYCFXR9-9 | APC Symmetra PX Battery Frame for 400V PX 96/160kW & 208V PX 100kW with 9 Battery Modules & Startup | 56135
SYCFXR9-S | APC Symmetra PX Battery Frame for 400V PX 96/160kW & 208V PX 100kW for 9 Battery Modules & Startup | 18750
SYIOF500KD | APC Symmetra PX 250/500kW IO Frame, 400/480V | 27055
SYIOF500KMBL | APC Symmetra PX 250/500kW IO Frame with Left Mounted Maintenance Bypass and Distribution, 400/480V | 47985
SYIOF500KMBR | APC Symmetra PX 250/500kW IO Frame with Right Mounted Maintenance Bypass and Distribution 400/480V | 39985
SYMBP100F | Symmetra PX 100 Maintenance Bypass Panel, 208V | 15340
SYOPT003 | APC Symmetra PX 250kW Battery Breaker Enclosure Fuse Kit 500A | 1440
SYOPT004 | APC Symmetra PX 500kW Battery Breaker Enclosure Fuse Kit 1000A | 1880
SYOPT005 | APC Symmetra PX 250/500 Air Filter | 775
SYOPT007 | APC Symmetra PX250/500 Third Party Switchgear Kit | 1965
SYOPT009 | Seismic Kit for 600mm Symmetra PX Battery Cabinets | 270
SYOPT014 | Seismic Kit for Symmetra PX 20 Batteries | 449
SYOPT015 | Seismic Kit for Symmetra PX 20 and 40/60kVA InfraStruxure PDUs | 63
SYOPT300 | Seismic Kit for 300mm Symmetra PX 100, Symmetra PX 250/500, and Modular PDU Frames | 284
SYOPT600 | Seismic Kit for 600mm Symmetra PX 100 and Symmetra PX 250/500 Frames | 570
SYOPT750 | Seismic Kit for 750mm Symmetra PX 250/500 Frames | 702
SYPF250KD | APC Symmetra PX 250kW Power Module Frame, 400/480V | 13250
SYPXCCQ | Adapted Connection Cabinets and associated parts used with a Symmetra PX | Call for Quote
SYSW80KF | Symmetra PX 80kW Static Switch Module, 208V | 9960
SYSW250KD | APC Symmetra PX 250kW Static Switch Module, 400/480V | 11830
SYSW500KD | APC Symmetra PX 500kW Static Switch Module, 400/480V | 14735
SYSW1000KG-SPL1 | APC Symmetra MW 1000kW 480V Static Switch Spare Part Kit Level 1 | 24200
SYSW1000KG-SPL2 | APC Symmetra MW 1000kW 480V Static Switch Spare Part Kit Level 2 | 106475
SYSW1000KH-SPL1 | APC Symmetra MW 1000kW 400V Static Switch Spare Part Kit Level 1 | 36395
SYSW1000KH-SPL2 | APC Symmetra MW 1000kW 400V Static Switch Spare Part Kit Level 2 | 116800
SYSW2000KG-SPL1 | APC Symmetra MW 2000kW 480V Static Switch Spare Part Kit Level 1 | 27570
SYSW2000KG-SPL2 | APC Symmetra MW 2000kW 480V Static Switch Spare Part Kit Level 2 | 41095
SYSW2000KH-SPL1 | APC Symmetra MW 2000kW 400V Static Switch Spare Part Kit Level 1 | 59945
SYSW2000KH-SPL2 | APC Symmetra MW 2000kW 400V Static Switch Spare Part Kit Level 2 | 82885
SYSW4000KG-SPL1 | APC Symmetra MW 4000KW 480V Static Switch Spare Part Kit Level 1 | 21675
SYSW4000KG-SPL2 | APC Symmetra MW 4000KW 480V Static Switch Spare Part Kit Level 2 | 45580
SYSW4000KH-SPL1 | APC Symmetra MW 4000KW 400V Static Switch Spare Part Kit Level 1 | 60120
SYSW4000KH-SPL2 | APC Symmetra MW 4000KW 400V Static Switch Spare Part Kit Level 2 | 83055
SYWMBP96K160H2 | APC Symmetra PX 96/160KW Value Wall-mounted Maintenance Bypass Panel, 400V | 7970
TMR | MGE Galaxy Transversal Equipment | Call for Quote
TMRG5T | MGE GALAXY 5000 TRANSVERSE OPTIONS | Call for Quote
W3MUPS60KH-SPL1 | Support Set Spare parts Level 1 | 2125
W3MUPS60KH-SPL2 | Comprehensive Parts Spare parts Level 2 | 21485
W3MUPS60KHB-SPL1 | Support Set Spare parts Level 1 | 2130
W3MUPS60KHB-SPL2 | Comprehensive Parts Spare parts Level 2 | 21495
W3MUPS80KH-SPL1 | Support Set Spare parts Level 1 | 2690
W3MUPS80KH-SPL2 | Comprehensive Parts Spare parts Level 2 | 17570
W3MUPS80KHB-SPL1 | Support Set Spare parts Level 1 | 2700
W3MUPS80KHB-SPL2 | Comprehensive Parts Spare parts Level 2 | 18900
W3MUPS100KH-SPL1 | Support Set Spare parts Level 1 | 3445
W3MUPS100KH-SPL2 | Comprehensive Parts Spare parts Level 2 | 18680
W3MUPS120KH-SPL1 | Support Set Spare parts Level 1 | 4505
W3MUPS120KH-SPL2 | Comprehensive Parts Spare parts Level 2 | 24790
W3MUPS160KH-SPL1 | Support Set Spare parts Level 1 | 4800
W3MUPS160KH-SPL2 | Comprehensive Parts Spare parts Level 2 | 27245
WE3L250-400KH-SPL1 | EASY UPS 3L 250-400KH SUPPORT SET - SPARE PART KIT LEVEL 1 | 7630
WE3L250-400KH-SPL2 | EASY UPS 3L 250-400KH COMPREHENSIVE SET - SPARE PART KIT LEVEL 2 | 8930
WE3L500-600KH-SPL1 | EASY UPS 3L 500-600KH SUPPORT SET SPARE PART KIT LEVEL 1 | 13475
WE3L500-600KH-SPL2 | EASY UPS 3L 500-600KH COMPREHENSIVE SET SPARE PART KIT LEVEL 2 | 14755
WE3SUPS10K3I-SPL1 | Support Set Spare parts Level 1 | 863
WE3SUPS10K3I-SPL2 | Comprehensive Set Spare parts Level 2 | 12050
WE3SUPS10K3IB-SPL1 | Support Set Spare parts Level 1 | 10695
WE3SUPS10K3IB-SPL2 | Comprehensive Set Spare parts Level 2 | 12185
WE3SUPS10KFB1-SPL1 | Support Set Spare parts Level 1 | 11925
WE3SUPS10KH-SPL1 | Comprehensive Spare parts Level 1 | 490
WE3SUPS10KH-SPL2 | Comprehensive Spare parts Level 2 | 9900
WE3SUPS10KHB-SPL1 | Support Set Spare parts Level 1 | 605
WE3SUPS10KHB-SPL2 | Comprehensive Set Spare parts Level 2 | 10025
WE3SUPS15K3I-SPL1 | Support Set Spare parts Level 1 | 8295
WE3SUPS15K3I-SPL2 | Comprehensive Set Spare parts Level 2 | 10005
WE3SUPS15K3IB-SPL1 | Support Set Spare parts Level 1 | 8430
WE3SUPS15K3IB-SPL2 | Comprehensive Set Spare parts Level 2 | 10120
WE3SUPS15KFB1-SPL1 | Support Set Spare parts Level 1 | 20025
WE3SUPS15KH-SPL1 | Support Set Spare parts Level 1 | 600
WE3SUPS15KH-SPL2 | Comprehensive Set Spare parts Level 2 | 8595
WE3SUPS15KHB-SPL1 | Support Set Spare parts Level 1 | 1370
WE3SUPS15KHB-SPL2 | Comprehensive Set Spare parts Level 2 | 9375
WE3SUPS20K3I-SPL1 | Support Set Spare parts Level 1 | 13150
WE3SUPS20K3I-SPL2 | Comprehensive Set Spare parts Level 2 | 15365
WE3SUPS20K3IB-SPL1 | Support Set Spare parts Level 1 | 13045
WE3SUPS20K3IB-SPL2 | Comprehensive Set Spare parts Level 2 | 15605
WE3SUPS20KFB1-SPL1 | Support Set Spare parts Level 1 | 23350
WE3SUPS20KH-SPL1 | Support Set Spare parts Level 1 | 947
WE3SUPS20KH-SPL2 | Comprehensive Set Spare parts Level 2 | 10600
WE3SUPS20KHB-SPL1 | Support Set Spare parts Level 1 | 1045
WE3SUPS20KHB-SPL2 | Comprehensive Set Spare parts Level 2 | 10685
WE3SUPS30K3I-SPL1 | Support Set Spare parts Level 1 | 17740
WE3SUPS30K3IB-SPL1 | Support Set Spare parts Level 1 | 25890
WE3SUPS30K3IB-SPL2 | Comprehensive Set Spare parts Level 2 | 28565
WE3SUPS30KH-SPL1 | Support Set Spare parts Level 1 | 7965
WE3SUPS30KH-SPL2 | Comprehensive Set Spare parts Level 2 | 18115
WE3SUPS30KHB-SPL1 | Support Set Spare parts Level 1 | 8060
WE3SUPS30KHB-SPL2 | Comprehensive Set Spare parts Level 2 | 18220
WE3SUPS40KH-SPL1 | Support Set Spare parts Level 1 | 8490
WE3SUPS40KH-SPL2 | Comprehensive Set Spare parts Level 2 | 22920
WE3SUPS40KHB-SPL1 | Support Set Spare parts Level 1 | 8585
WE3SUPS40KHB-SPL2 | Comprehensive Set Spare parts Level 2 | 23015
WE7TMM-OPT2-SPL3 | MGE EPS 7000 50HZ MM Complete Set - Spare Part Kit Level 3 | 143090
WE7TMM-SPL1 | MGE EPS 7000 MM Emergency Set - Spare Part Kit Level 1 | 21590
WE7TMM-SPL2 | MGE EPS 7000 MM Support Set - Spare Part Kit Level 2 | 60310
WE7TSM-OPT1-SPL1 | MGE EPS 7000 600V SM Emergency Set - Spare Part Kit Level 1 | 18095
WE7TSM-OPT1-SPL2 | MGE EPS 7000 600V SM Support Set - Spare Part Kit Level 2 | 56795
WE7TSM-OPT2-SPL3 | MGE EPS 7000 50HZ SM Complete Set - Spare Part Kit Level 3 | 123340
WE7TSM-SPL1 | MGE EPS 7000 SM Emergency Set - Spare Part Kit Level 1 | 21820
WE7TSM-SPL2 | MGE EPS 7000 SM Support Set - Spare Part Kit Level 2 | 60530
WE8T555K625-SPL1 | MGE EPS 8000 555-625 Emergency Set - Spare Part Kit Level 1 | 7220
WE8T555K625L-SPL1 | MGE EPS 8000 555-625 600V Emergency Set - Spare Part Kit Level 1 | 5700
WE8T555K-OPT1-SPL2 | MGE EPS 8000 555 600V Support Set - Spare Part Kit Level 2 | 69065
WE8T555K-OPT2-SPL3 | MGE EPS 8000 555 MM 600V Complete Set - Spare Part Kit Level 3 | 130150
WE8T555K-SPL2 | MGE EPS 8000 555 Support Set - Spare Part Kit Level 2 | 70605
WE8T555KMM-SPL4 | MGE EPS 8000 555 MM Complete Set - Spare Part Kit Level 4 | 163680
WE8T555KSM-SPL4 | MMGE EPS 8000 555 SM Complete Set - Spare Part Kit Level 4 | 169850
WE8T625K800-SPL1 | MGE EPS 8000 625-800 50Hz Emergency Set - Spare Part Kit Level 1 | 6675
WE8T625K800MM-SPL3 | MGE EPS 8000 625-800 MM 50Hz Complete Set - Spare Part Kit Level 3 | 125690
WE8T625K800SM-SPL3 | MGE EPS 8000 625-800 SM 50Hz Complete Set - Spare Part Kit Level 3 | 122435
WE8T625K-OPT1-SPL2 | MGE EPS 8000 625 600V Support Set - Spare Part Kit Level 2 | 69630
WE8T625K-SPL2 | MGE EPS 8000 625 Support Set - Spare Part Kit Level 2 | 71150
WE8T625KIP-L1 | SPARES KIT EPS8000 625KVA IP//- LEVEL1 | 5605
WE8T625KIP-L2 | SPARES KIT EPS8000 625KVA IP//- LEVEL2 | 115375
WE8T625KIP-L3 | Spares Kit EPS8000 625KVA IP//- Level3 | 170405
WE8T625KMM-SPL4 | MGE EPS 8000 625 MM Complete Set - Spare Part Kit Level 4 | 167160
WE8T625KSM-SPL4 | MGE EPS 8000 625 SM Complete Set - Spare Part Kit Level 4 | 171550
WE8T800K-OPT1-SPL1 | MGE EPS 8000 800 600V Emergency Set - Spare Part Kit Level 1 | 7640
WE8T800K-OPT1-SPL2 | MGE EPS 8000 800 EU 600V Support Set - Spare Part Kit Level 2 | 68655
WE8T800K-SPL1 | MGE EPS 8000 800 Emergency Set - Spare Part Kit Level 1 | 6110
WE8T800K-SPL2 | MGE EPS 8000 800 EU Support Set - Spare Part Kit Level 2 | 67125
WE8T800KIP-L1 | Spares Kit EPS8000 800KVA IP//- Level1 | 7580
WE8T800KIP-L2 | Spares Kit EPS8000 800KVA IP//- Level2 | 110370
WE8T800KIP-L3 | SPARES KIT EPS8000 800KVA IP//-LEVEL3 | 167685
WE8T1100KIP-L1 | Spares Kit EPS8000 1100KVA IP//- Level 1 | 13300
WE8T1100KIP-L2 | Spares Kit EPS8000 1100KVA IP//- Level2 | 99200
WE8T1100KIP-L3 | Spare Kit EPS8000 1100KVA IP//- Level3 | 164935
WE8T1100KMM-SPL1 | MGE EPS 8000 1100KVA MM Emergency Set - Spare Part Kit Level 1 | 11600
WE8T1100KMM-SPL2 | MGE EPS 8000 1100KVA MM Support Set - Spare Part Kit Level 2 | 111060
WE8T1100KMM-SPL3 | MGE EPS 8000 1100KVA MM Complete Set - Spare Part Kit Level 3 | 161895
WE8T1100KSM-SPL1 | MGE EPS 8000 1100KVA SM Emergency Set - Spare Part Kit Level 1 | 11820
WE8T1100KSM-SPL2 | MGE EPS 8000 1100KVA SM Support Set - Spare Part Kit Level 2 | 97725
WE8T1100KSM-SPL3 | MGE EPS 8000 1100KVA SM Complete Set - Spare Part Kit Level 3 | 153855
WE8T1125KIP-L1 | SPARES KIT EPS8000 1125KW IP//- LEVEL 1 | 12975
WE8T1125KIP-L2 | SPARES KIT EPS8000 1125KVA IP//- LEVEL2 | 118030
WE8T1125KIP-L3 | SPARE KIT EPS8000 1125KVA IP//- LEVEL3 | 175010
WE8800-SPL1 | MGE SSC OVLXF E8800 99-17805-29 SPARE KIT | 60700
WG4T40K50-SPL1 | MGE GALAXY 4000 40-50 Emergency Set - Spare Part Kit Level 1 | 3445
WG4T65K75-SPL1 | MGE GALAXY 4000 65-70 Emergency Set - Spare Part Kit Level 1 | 3495
WG5T20-40K-SPL1 | Galaxy 5000 20/30/40KVA Emergency Set - Spare Part Kit Level 1 | 2490
WG5T40K80-SPL1 | MGE GALAXY 5000 40-80 Emergency Set - Spare Part Kit Level 1 | 2320
WG5T40K80-SPL2 | MGE GALAXY 5000 40-80 Support Set - Spare Part Kit Level 2 | 4965
WG5T40K80-SPL3 | MGE GALAXY 5000 40-80 Comprehensive Set - Spare Part Kit Level 3 | 24820
WG5T40K80-SPL4 | MGE GALAXY 5000 40-80 Complete Set - Spare Part Kit Level 4 | 38650
WG5T60K-SPL1 | Galaxy 5000 60KVA Emergency Set - Spare Part Kit Level 1 | 2490
WG5T60K-SPL2 | Galaxy 5000 60KVA Support Set - Spare Part Kit Level 2 | 9090
WG5T80K-SPL1 | Galaxy 5000 80KVA Emergency Set - Spare Part Kit Level 1 | 2720
WG5T80K-SPL3 | Galaxy 5000 80KVA Complete Set - Spare Part Kit Level 3 | 14355
WG5T100-120K-SPL1 | Galaxy 5000 100/120KVA Emergency Set - Spare Part Kit Level 1 | 2700
WG5T100-120K-SPL2 | Galaxy 5000 100/120KVA Support Set - Spare Part Kit Level 2 | 9300
WG5T100-120K-SPL3 | Galaxy 5000 100/120KVA Complete Set - Spare Part Kit Level 3 | 14315
WG5T100K130-SPL1 | MGE GALAXY 5000 100-130 Emergency Set - Spare Part Kit Level 1 | 2310
WG5T100K130-SPL2 | MGE GALAXY 5000 100-130 Support Set - Spare Part Kit Level 2 | 4765
WG5T100K130-SPL3 | MGE GALAXY 5000 100-130 Comprehensive Set - Spare Part Kit Level 3 | 29470
WG5T100K130-SPL4 | MGE GALAXY 5000 100-130 Complet Set - Spare Part Kit Level 4 | 43215
WG6T160K-OPT2-SPL2 | MGE Galaxy 6000 Parallel UPS 160/200KVA Support Set - Spare Part Kit Level 2 | 48640
WG6T160K-OPT2-SPL3 | MGE Galaxy 6000 Parallel UPS 160/200KVA Complete Set - Spare Part Kit Level 3 | 95055
WG6T450K-SPL2 | MGE Galaxy 6000 Unitary UPS 450KVA Support Set - Spare Part Kit Level 2 | 48140
WG6T800K-SPL2 | MGE Galaxy 6000 380-415V SBS 800KVA Support Set - Spare Part Kit Level 2 | 11000
WG6T800K-SPL3 | MGE Galaxy 6000 380-415V SBS 800KVA Complete Set - Spare Part Kit Level 3 | 26795
WG6T1200K-SPL2 | MGE Galaxy 6000 380-400V SBS 1200KVA Support Set - Spare Part Kit Level 2 | 14160
WG6T1200K-SPL3 | MGE Galaxy 6000 380-400V SBS 1200KVA Complete Set - Spare Part Kit Level 3 | 25945
WG6T2000K-SPL2 | MGE Galaxy 6000 380-415V SBS 2000KVA Support Set - Spare Part Kit Level 2 | 18375
WGPW200K-SPL1 | MGE Galaxy PW 200KVA Emergency Set - Spare Part Kit Level 1 | 1800
WGPW200K-SPL2 | MGE Galaxy PW 200KVA Support Set - Spare Part Kit Level 2 | 16260
WGPW200K-SPL3 | MGE Galaxy PW 200KVA Complete Set - Spare Part Kit Level 3 | 40375
WGVS10-20K-SPL1 | Galaxy VS 10-20 KVA Narrow Spare Parts Kit Level 1 | 5870
WGVS10-20K-SPL2 | Galaxy VS 10-20 KVA Narrow Spare Parts Kit Level 2 | 29880
WGVS10-50K-SPL1 | Galaxy VS 30-50 KVA Wide Spare Parts Kit Level 1 | 8880
WGVS10-50K-SPL2 | Galaxy VS 30-50 KVA Wide Spare Parts Kit Level 2 | 53220
WGVS20-100K-SPL1 | 60-100 KVA UPS External Batt Spare Parts Kit Level 1 | 20350
WGVS20-100K-SPL2 | 60-100 KVA UPS External Batt Spare Parts Kit Level 2 | 50090
WGVS20-150K-SPL1 | 100-150 KVA UPS External Batt Spare Parts Kit Level 1 | 20350
WGVS20-150K-SPL2 | 100-150 KVA UPS External Batt Spare Parts Kit Level 2 | 50090
WGWT225K-SPL1 | MGE GALAXY PW 225 Emergency Set - Spare Part Kit Level 1 | 9215
WGWT225K-SPL2 | MGE GALAXY PW 225 Support Set - Spare Part Kit Level 2 | 63115
WGWT225KMM-SPL3 | MGE GALAXY PW 225 MM Complete Set - Spare Part Kit Level 3 | 107690
WGWT225KSM-SPL3 | MGE GALAXY PW 225 SM Complete Set - Spare Part Kit Level 3 | 104725
WIMUPG | Intelligence Module Upgrade Service for (1) Symmetra PX | 5625
WPMM300-OPT1-SPL4 | MGE PMM II D W ADV DMMS 300+ W TVSS Complete Set - Spare Part Kit Level 4 | 51340
WPMM300ADV-SPL4 | MGE PMM II D W ADV. DMMS 300 NO TVSS Complete Set - Spare Part Kit Level 4 | 52410
WPMM380V-SPL2 | MGE PMM II ALL WITH 380V Support Set - Spare Part Kit Level 2 | 3570
WPMM380V-SPL3 | MGE PMM II ALL WITH 380V Complete Set - Spare Part Kit Level 3 | 4450
WPMM-OPT1-SPL4 | MGE PMM II D W PWR-Logic CM2150 NO TVSS Complete Set - Spare Part Kit Level 4 | 22185
WPMM-OPT2-SPL4 | MGE PMM II D W VERIS MCM NO TVSS Complete Set - Spare Part Kit Level 4 | 15135
WPMM-OPT3-SPL4 | MGE PMM II D W VERIS MCM+BCM NO TVSS Complete Set - Spare Part Kit Level 4 | 20610
WPMM-OPT4-SPL4 | MGE PMM II D W PWR-Logic CM-4000 NO TVSS Complete Set - Spare Part Kit Level 4 | 47760
WPMM-OPT5-SPL4 | MGE PMM II D W PWR-Logic CM2150 W TVSS Complete Set - Spare Part Kit Level 4 | 25880
WPMM-OPT6-SPL4 | MGE PMM II D W VERIS MCM W TVSS Complete Set - Spare Part Kit Level 4 | 18830
WPMM-OPT7-SPL4 | MGE PMM II D W VERIS MCM+BCM W TVSS Complete Set - Spare Part Kit Level 4 | 24305
WPMM-OPT8-SPL4 | MGE PMM II D W PWR-LOGIC CM4000 W TVSS Complete Set - Spare Part Kit Level 4 | 51455
WPMM-SPL2 | MGE PMM II All Models Support Set - Spare Part Kit Level 2 | 3560
WPMM-SPL3 | MGE PMM II All Models Comprehensive Set - Spare Part Kit Level 3 | 4440
WPMMPM800-SPL4 | MGE PMM II ALL W PM800 Complete Set - Spare Part Kit Level 4 | 10600
WPMMPM800OPT1-SPL4 | MGE PMM II D W PM800 W TVSS Complete Set - Spare Part Kit Level 4 | 14285
WSTS200A-OPT1-SPL1 | MGE STS 200A ALL W TVSS Complete Set - Spare Part Kit Level 1 | 18920
WSTS200A-OPT1-SPL2 | MGE STS 200A ALL W TVSS Support Set - Spare Part Kit Level 2 | 28945
WSTS200A-OPT1-SPL3 | MGE STS 200A ALL W TVSS Complete Set - Spare Part Kit Level 3 | 55075
WSTS200A-OPT2-SPL3 | MGE STS 200A W TVSS Complete Set - Spare Part Kit Level 3 | 51235
WSTS200A-OPT3-SPL3 | MGE STS 200A 600V W TVSS Complete Set - Spare Part Kit Level 3 | 50005
WSTS200A-SPL1 | MGE STS 200A ALL NO TVSS Emergency Set - Spare Part Kit Level 1 | 18370
WSTS200A-SPL2 | MGE STS 200A ALL NO TVSS Support Set - Spare Part Kit Level 2 | 28380
WSTS200A-SPL3 | MGE STS 200A ALL NO TVSS Complete Set - Spare Part Kit Level 3 | 47865
WSTS400A600-SPL1 | MGE STS 400A-600A ALL NO TVSS Emergency Set - Spare Part Kit Level 1 | 19900
WSTS400A600-SPL2 | MGE STS 400A-600A ALL NO TVSS Support Set - Spare Part Kit Level 2 | 29640
WSTS400A600-SPL3 | MGE STS 400A-600A ALL NO TVSS Complete Set - Spare Part Kit Level 3 | 46690
WSTS400A-OPT1-SPL1 | MGE STS 400A-600A ALL W TVSS Emergency Set - Spare Part Kit Level 1 | 19730
WSTS400A-OPT1-SPL2 | MGE STS 400A-600A ALL W TVSS Support Set - Spare Part Kit Level 2 | 30215
WSYFSU48KH | APC Symmetra PX 48kW AIO 400V - Spare Part Kit | 50205
WSYFSU100KF | APC SYMMETRA PX 100kW 208V - SPARE PART KIT | 39300
WSYFSU160KH | APC Symmetra PX 160KH 400V - Spare Part Kit | 55560
WSYFSU250KW-SPL1 | APC SYMMETRA PX 250KW - SPARE PART KIT LEVEL 1 | 27675
WSYFSU250KW-SPL2 | APC SYMMETRA PX 250KW - SPARE PART KIT LEVEL 2 | 53385
WSYFSU500KW-SPL1 | APC SYMMETRA PX 500KW - SPARE PART KIT LEVEL 1 | 38715
WSYFSU500KW-SPL2 | APC SYMMETRA PX 500KW - SPARE PART KIT LEVEL 2 | 70490
WVL200-500K-SPL1 | WVL200-500 Spare Part Kit Level 1 SPL1 Includes Critical Spares Parts | 28345
WVL200-500K-SPL2 | WVL200-500 Spare Part Kit Level 2 Includes Comprehensive Spares Parts | 46250
WVM27KPB-L3 | Galaxy VM 27kVA Power Block set - Spare parts Level 3 | 57720
WVM40KPB-L3 | Galaxy VM 40kVA Power Block set - Spare parts Level 3 | 65215
WVM225K-L1 | Galaxy VM 27/225kVA Emergency set - Spare parts Level 1 | 2300
WVM225K-L2 | Galaxy VM 27/225kVA Support set - Spare parts Level 2 | 16205
WVX750KG-SPL1 | Galaxy VX 500/625/750kW Spare Part Kit Level 1 | 13340
WVX750KG-SPL2 | Galaxy VX 500/625/750kW Spare Part Kit Level 2 | 31705
WVX750KG-SPL3 | Galaxy VX 500/625/750kW Spare Part Kit Level 3 | 71815
WVX1000K-SPL1 | GVX1000 Spare Parts Kit Level 1 | 11575
WVX1000K-SPL2 | GVX1000 Spare Parts Kit Level 2 | 30475
WVX1000K-SPL3 | GVX1000 Spare Parts Kit Level 3 | 69515
WVX1250-SPL1 | Galaxy VX 1250kW spare part kit Level 1 | 6855
WVX1250-SPL2 | Galaxy VX 1250kW spare part kit Level 2 | 31860
WVX1250-SPL3 | Galaxy VX 1250kW spare part kit Level 3 | 83030
WVX1500K-SPL1 | Galaxy VX 1250/1500kW spare part kit Level 1 | 16350
WVX1500K-SPL2 | Galaxy VX 1250/1500kVA Spare Part Kit L2 | 26700
WVX1500K-SPL3 | Galaxy VX 1250/1500kVA Spare Part Kit Level 3 | 68885
ACAC22000 | Active Flow Controller - 25Pa | 3065
ACAC22001 | Mounting Kit, 1U / Duct - Active Flow Controller | 159
ACCS1000 | APC Rack Air Containment Rear Assembly for InRow 300 mm | 1955
ACCS1001 | APC Rack Air Containment Rear Assembly for NetShelter SX 42U and InRow 600mm | 3520
ACCS1002 | APC Rack Air Containment End Caps | 917
ACCS1003 | APC Rack Air Containment Front Assembly for InRow 300mm | 2270
ACCS1004 | APC Rack Air Containment Front Assembly for InRow 600mm | 3810
ACCS1005 | APC Rack Air Containment Front Assembly for NetShelter SX 42U 600mm Wide | 3495
ACCS1006 | APC Rack Air Containment Rear Assembly for NetShelter SX 42U 750mm Wide | 4550
ACCS1007 | APC Rack Air Containment Front Assembly for NetShelter SX 42U 750mm Wide | 4165
ACCS1009 | Rack Air Containment, Front Assembly, ACRC301S / ACRC301H, 300mm | 2200
ACDC1005 | BAYING KIT - 900mm to 900mm | 351
ACDC2000 | Ceiling Panel Mounting Rail - 1800mm (70.9in) | 2045
ACDC2001 | Ceiling Panel Mounting Rail - 600mm (23.6in) | 969
ACDC2002 | Ceiling Panel Mounting Rail - 300mm (11.8in) | 630
ACDC2003 | Ceiling Panel Mounting Rail - 100mm (3.9in) | 369
ACDC2004 | Ceiling Panel Wall Mount - Single Row - 1800mm (70.9in) | 214
ACDC2005 | Mounting Brackets - Ceiling Panel Rail (Cooling / Racks) | 141
ACDC2006 | Mounting Brackets - Ceiling Panel Rail (Power) | 168
ACDC2015 | Ceiling Panel Lock System (w/o power supply) | 1090
ACDC2016 | Ceiling Panel Lock System, 100-120V (w/ power supply) | 2565
ACDC2017 | Ceiling Panel Lock System, 200-240V (w/ power supply) | 2550
ACDC2018 | Aisle Containment Lighting kit (w/ power supply) | 2550
ACDC2019 | Aisle Containment Lighting kit (w/o power supply) | 852
ACDC2100 | Ceiling Panel - 900mm (36in) | 201
ACDC2101 | Ceiling Panel - 900mm (36in) - V0 | 355
ACDC2102 | Ceiling Panel - 1200mm (48in) | 243
ACDC2103 | Ceiling Panel - 1200mm (48in) - V0 | 469
ACDC2104 | Ceiling Panel - 1500mm (60in) | 284
ACDC2105 | Ceiling Panel - 1500mm (60in) - V0 | 560
ACDC2106 | Ceiling Panel - 1800mm (72in) | 327
ACDC2107 | Ceiling Panel - 1800mm (72in) - V0 | 668
ACDC2200 | Adjustable Mounting Support, 152 - 241mm (6 - 9.5in) | 1210
ACDC2201 | Adjustable Mounting Support, 152 - 241mm (6 - 9.5in) - V0 | 1455
ACDC2202 | Adjustable Mounting Support, 241 - 419mm (9.5 - 16.5in) | 1260
ACDC2203 | Adjustable Mounting Support, 241 - 419mm (9.5 - 16.5in) - V0 | 1600
ACDC2204 | Mounting Brackets - Adjustable Mounting Support (Cooling / Racks) | 89
ACDC2205 | Mounting Brackets - Adjustable Mounting Support (Power) | 202
ACDC2300 | Duct Mounting Rail | 2635
ACDC2301 | Duct Mounting Rail - (Expansion) | 551
ACDC2302 | Mounting Support - Duct Lighting (w/o lights) | 243
ACDC2303 | Duct Panel - 1012mm (40in) W x up to 787mm (31in) H | 507
ACDC2304 | Duct Panel - 1012mm (40in) W x up to 787mm (31in) H - V0 | 668
ACDC2305 | Duct Panel - 1012mm (40in) W x up to 1041mm (41in) H | 560
ACDC2306 | Duct Panel - 1012mm (40in) W x up to 1041mm (41in) H - V0 | 855
ACDC2307 | Duct Panel - 1012mm (40in) W x up to 1270mm (50in) H | 662
ACDC2308 | Duct Panel - 1012mm (40in) W x up to 1270mm (50in) H - V0 | 967
ACDC2309 | Duct Panel - 1012mm (40in) W x up to 1524mm (60in) H | 665
ACDC2310 | Duct Panel - 1012mm (40in) W x up to 1524mm (60in) H - V0 | 1130
ACDC2311 | Duct Frame Extension - End of Aisle, 1200 - 1800mm (48 - 72in) | 653
ACDC2400 | Aisle Containment Door - Sliding | 6105
ACDC2401 | Door Header - 42U SX | 2170
ACDC2402 | Door Header - 42U VX / 45U SX | 1810
ACDC2403 | Door Header - 48U SX | 1860
ACDC2404 | Door Post, 900 - 1200mm (36 - 48in) Aisle Width | 644
ACDC2405 | Door Post, 1200 - 1500mm (48 - 60in) Aisle Width | 985
ACDC2406 | Door Post, 1500 - 1800mm (60 - 72in) Aisle Width | 1345
ACDC2408 | Door Lock | 128
ACDC2410 | Curtain Door Mounting Rail, 900 - 1200mm (36 - 48in) aisle width | 440
ACDC2411 | Curtain Door Mounting Rail, 1500 - 1800mm (60 - 72in) aisle width | 551
ACDC2500 | Roof Height Adapter, SX42U to VX42U, 300mm | 457
ACDC2501 | Roof Height Adapter, SX42U to VX42U, 600mm | 584
ACDC2502 | Roof Height Adapter, SX42U to VX42U, 700mm | 515
ACDC2503 | Roof Height Adapter, SX42U to VX42U, 750mm | 551
ACDC2505 | Roof Height Adapter, SX42U to SX45U, 300mm | 513
ACDC2506 | Roof Height Adapter, SX42U to SX45U, 600mm | 612
ACDC2507 | Roof Height Adapter, SX42U to SX45U, 700mm | 626
ACDC2508 | Roof Height Adapter, SX42U to SX45U, 750mm | 663
ACDC2509 | Roof Height Adapter, SX42U to SX45U, 1016mm | 1030
ACDC2512 | Roof Height Adapter, SX42U to SX48U, 300mm | 707
ACDC2513 | Roof Height Adapter, SX42U to SX48U, 600mm | 837
ACDC2514 | Roof Height Adapter, SX42U to SX48U, 700mm | 722
ACDC2515 | Roof Height Adapter, SX42U to SX48U, 750mm | 770
ACDC2516 | Roof Height Adapter, SX42U to SX48U, 1016mm | 1140
ACDC2517 | Roof Height Adapter, VX42U to SX48U, 600mm | 1355
ACDC2550 | Depth Adapter, 1070 to 1200mm, SX42U, 300mm Width | 527
ACDC2551 | Depth Adapter, 1070 to 1200mm, SX42U to SX48U, 600-750mm Width | 762
ACDC2552 | Depth Adapter, 900 to 1200mm, VX42U, 600mm Width | 404
ACDC2553 | Depth Adapter, 900 to 1200mm, VX42U, 750mm Width | 402
ACDC2575 | Blanking Panel, 42-48U SX / 42U VX, 300mm | 853
ACDC2576 | Blanking Panel, 42-48U SX / 42U VX, 600mm | 962
ACDC2577 | Blanking Panel, 42-48U SX / 42U VX, 700mm | 899
ACDC2578 | Blanking Panel, 42-48U SX / 42U VX, 750mm | 1255
FS-AC-1001-U | HyperPod Accessory - Air Sealing Kit | 110
FS-AC-1002-U | HyperPod Accessories - H-Seal | 70
FS-AC-1003-U | HyperPod Accessories - C-Seal | 42
FS-AC-2001-U | HyperPod Accessory - Row Length Brush Strip | 716
FS-AC-3001-B | HyperPod Accessory - Large Cantilever Arms | 218
FS-AC-3002-B | HyperPod Accessory - Overhead Support Frame, 8-12ft | 1845
FS-AC-3003-B | HyperPod Accessory - Mini Cantilever Arms | 170
FS-AC-4007-B | HyperPod Accessory - Aisle Crossover Tray, 5-6ft Aisle | 354
FS-AC-4008-B | HyperPod Accessory - Aisle Crossover Tray, 3-4ft Aisle | 409
FS-AC-5005-B | HyperPod Accessory - 42-52U Rack Blanking Panel 300mm | 469
FS-AC-5006-B | HyperPod Accessory - 42-52U Rack Blanking Panel 600mm | 672
FS-AC-5007-B | HyperPod Accessory - 42-52U Rack Blanking Panel 750mm | 842
FS-AC-5008-B | HyperPod Accessory - 42-52U Rack Blanking Panel 800mm | 875
FS-AC-6001-B | HyperPod Accessory - Lighting Kit Bracket | 499
FS-AC-8001-U | HyperPod Accessory - Rack Height Adapter, 300mm | 167
FS-AC-8002-U | HyperPod Accessory - Rack Height Adapter, 600mm | 267
FS-AC-8003-U | HyperPod Accessory - Rack Height Adapter, 750mm | 246
FS-AC-8004-U | HyperPod Accessory - Rack Height Adapter, 800mm | 254
FS-DR-1001-B | HyperPod Door - Dual Sliding Doors | 3780
FS-DR-1002-U | HyperPod Door - Single Hinged Door | 1455
FS-DR-1003-B | HyperPod Door - Dual Sliding Doors 6ft | 3370
FS-DR-2002-B | HyperPod Door - Door Frame, 5-6ft Aisle | 2090
FS-DR-2003-B | HyperPod Door - Door Frame, 3-4ft Aisle | 1740
FS-FM-1001-B | HyperPod Frame - Vertical Post (x2), Short Frame | 758
FS-FM-1002-B | HyperPod Frame - Vertical Post (x2), Tall Frame | 842
FS-FM-1011-U | HyperPod Frame - Post Alignment Tool - 4 | 237
FS-FM-2002-B | HyperPod Frame - Aisle Width Beam (x1) 6ft | 257
FS-FM-2003-B | HyperPod Frame - Aisle Width Beam (x1) 4ft | 123
FS-FM-3001-B | HyperPod Frame - Aisle Length Beam (x2), 8-12ft | 1245
FS-FM-4003-B | HyperPod Frame - 6ft Aisle End Panel (x2), Short Frame | 703
FS-FM-4004-B | HyperPod Frame - 6ft Aisle End Panel (x2), Tall Frame | 538
FS-FM-4005-B | HyperPod Frame - 4ft Aisle End Panel (x2) Short Frame | 381
FS-FM-4006-B | HyperPod Frame - 4ft Aisle End Panel (x2) Tall Frame | 304
FS-FM-5001-B | HyperPod Frame - Aisle Stop Rail (x2), 8-12ft | 352
FS-FM-6001-B | HyperPod Frame - Raised Floor Support Stand 16 | 1070
FS-FM-6002-B | HyperPod Frame - Raised Floor Support Stand 24 | 1075
FS-FM-6003-B | HyperPod Frame - Raised Floor Support Stand 30 | 1080
FS-FM-6004-B | HyperPod Frame - Raised Floor Support Stand 36 | 1085
FS-RF-1002-B | HyperPod Roof - Roof Filler Panel Set, 6ft Aisle | 274
FS-RF-1003-B | HyperPod Roof - Roof Filler Panel Set 4ft Aisle | 163
FS-RF-2004-U | HyperPod Roof - 6ft Aisle Simple Roof Panel, 300mm | 463
FS-RF-2005-U | HyperPod Roof - 6ft Aisle Simple Roof Panel, 600mm | 594
FS-RF-2006-U | HyperPod Roof - 6ft Aisle Simple Roof Panel w Cutout, 600mm | 580
FS-RF-2007-U | HyperPod Roof - 4ft Aisle Simple Roof Panel 300mm | 184
FS-RF-2008-U | HyperPod Roof - 4ft Aisle Simple Roof Panel 600mm | 399
FS-RF-2009-U | HyperPod Roof - 4ft Aisle Simple Roof w Cutout 600mm | 388
FS-RF-3002-U | HyperPod Roof - Drop Roof Mounting Rail, 300mm | 424
FS-RF-3004-U | HyperPod Roof - Drop Roof Mounting Rail, 600mm | 703
FS-RF-3006-U | HyperPod Roof - Drop Roof Mounting Rail, 750mm | 800
FS-RF-3007-U | HyperPod Roof - 4ft Aisle Drop Roof Panel 300mm | 170
FS-RF-3008-U | HyperPod Roof - 4ft Aisle Drop Roof Panel 600mm | 296
FS-RF-3009-U | HyperPod Roof - 4ft Aisle Drop Roof Panel 750mm | 329
FS-WI-1001-U | HyperPod Window - Window Panel (x2), 2ft | 179
FS-WI-1002-B | HyperPod Window - Window Rail | 717
FS-WI-1003-B | HyperPod Window - Window Frame Brush Strips (x4) | 153
FS-WI-1004-U | HyperPod Window - Window Brush Strip Pass-Through | 307
NSAC2001 | Main Frame Extrusion Black | 1495
NSAC2002 | Frame Panel Mounting Rail Black | 425
NSAC2003 | Cabinet Seal Coextrusion 1000 mm x6 Black | 381
NSAC2004 | Lighting Mounting Rail Black | 165
NSAC2006 | Ceiling Seal Coextrusion Black | 289
NSAC2051 | Rod Mounting Brackets x2 Black | 58
NSAC2052 | Ceiling Mounting Rail 1500 mm x4 Black | 300
NSAC2101 | Multi Wall Panel 644x1232 mm x5 | 1220
NSAC2102 | Multi Wall Panel 644x1825 mm x5 | 1440
NSAC2121 | LED Module 3M x2 | 570
NSAC2122 | Lighting Control Box | 972
NSAC2151 | Panel Connector 3FT x3 Black | 466
NSAC2152 | Panel Connector 4FT x3 Black | 545
NSAC2153 | Panel connector Plastic 1200mm x12 Black | 424
NSAC2401 | Dual Sliding Door Black | 10645
NSAC2402 | Single Sliding Door Black | 8490
NSAC2601 | L Connector x8 Black | 102
NSAC2603 | Interior Connector x8 Black | 116
NSAC2604 | Cabinet Install Bracket x4 Black | 61
NSAC2606 | Right Angle Connector x4 Black | 59
NSAC2607 | Mounting Rail Connector x40 Black | 100
NSAC2608 | Straight Connector x8 Black | 85
NSAC2610 | Roof Brackets for POD Containment Black | 210
NSAC2653 | Supporting Rods 1500MM x8 Zinc | 292
0M-9295 | BATTERY TRAY KIT, 23 RACK | 355
0M-2409 | ASSY GMT 19 IN | 825
0M-9270 | PDF ASSY,96 CB | 9305
0M-9272 | PDF ASSY,48CB,SINGLE TERM | 6985
0M-2189 | MODULE MERLIN GERIN 12, NO LVD | 495
0M-2191 | MODULE 400A LVD | 528
0M-2357 | ASSY RECTIFIER SHELF | 595
0M-2531 | KIT TEMP PROBE 15 FT | 38
0M-2576 | SMARTCARD MODULE | 105
0M-2899 | ASSY BATTERY TRAY, MAGNUM XS 450 | 49
0M-2959 | ASSY BATTERY RETURN, W/400A SHUNT, MODULE | 213
0M-2969 | ASSY SM LD RETURN MODULE | 154
0M-3029 | MAGNUM XS 450, BASIC SYSTEM ASSEMBLY | 3050
0M-3038 | ASSY COMPLETE DM3000 (-48V), RAVEN BLACK | 1220
0M-3143 | ASSY AC BOX W/3P SPLITTERS | 107
0M-3315 | ASSY MERLIN GERIN CB C60HC 20A SP | 15.75
0M-3316 | ASSY MERLIN GERIN CB C60HC 32A SP | 15.75
0M-3319 | ASSY MERLIN GERIN CB C60HC 50A SP | 15.75
0M-3392 | ASSY NH2 STYLE FUSE 300A | 76
0M-3394 | ASSY BLANK RECTIFIER SHELF PANEL | 8.9
0M-3395 | BLANK DISTRIBUTION MODULE | 15.75
0M-3396 | ASSY BLANK CB SNAP IN PANEL | 2.3
0M-3436 | AUX BATTERY CABINET MAGNUM XS | 1530
0M-3437 | ASSY 4X200A CB BATTERY DISCONNECT | 901
0M-3441 | KIT CAB INTERCONECTION | 34
0M-3443 | KIT INTERCONNECT CABLE | 49
0M-3496 | KIT C60 MERLIN CB NO BUS | 2.3
0M-9291 | CIRCUIT BREAKER KIT, 200A (MX28) | 752
0M-1150 | KIT 2 CABLE-12AWG/12 FT/L6-20P | 71
0M-1217 | KIT FUSE WITH 500A SHUNTS | 1440
0M-1730 | KIT MX28B3600 450/700 CIR BKR | 142
0M-1826 | KIT MX28B3600 450-700 BREAKER | 136
0M-1827 | S/A FUSE CABINET 4880A BUS/2400A LOAD | 5655
0M-1889 | S/A FUSE CAB 4800 - 2400 SHUNT | 6195
0M-2185 | MODULE NH2 FUSE (NO LVD) | 473
0M-2186 | MODULE MERLIN GERIN 28 CB, NO LVD | 495
0M-2187 | MODULE NH2 FUSE (400A LVD) | 626
0M-2188 | MODULE MERLIN GERIN 12 CB 400A LVD | 677
0M-2190 | MODULE BATTERY DISCONNECT 400A LVD | 805
0M-2579 | MODULE MERLIN GERIN 28 CB W/400A LVD | 677
0M-2666 | S/A BATT. BUS EXT (4800A) | 963
0M-2960 | LARGE LOAD RETURN | 154
0M-3141 | ASSY AC BOX W/PHOENIX TERMINALS ONLY | 107
0M-3142 | MODULE BATTERY DISCONNECT (NO LVD) | 672
0M-3220 | ASSEMBLY BLANK RECTIFIER COVER BLK | 17.75
0M-3226 | KIT C60 STYLE MERLIN GERIN CB | 17.75
0M-3227 | KIT C120 MERLIN GERIN CB | 22.25
0M-3317 | ASSY MERLIN GERIN CB C60HC 40A SP | 15.75
0M-3318 | ASSY MERLIN GERIN CB C60HC 4A SP | 15.75
0M-3326 | ASSY MERLIN GERIN CB DPN-N 20A 2P | 15.75
0M-3390 | ASSY NH2 STYLE 100A FUSE | 76
0M-3391 | ASSY NH2 STYLE FUSE 400A | 76
0M-3393 | ASSY NH2 STYLE FUSE 200A | 76
0M-3457 | ASSY BATTERY CABLE KIT | 49
0M-9126 | BREAKER KIT,250-400A | 180
0M-9238 | EXTENSION UNIT | 15150
0M-9239 | 48VERTICAL CB-MAIN | 2865
0M-9241 | NO LVD (MAIN/EXT) | 220
0M-9242 | BATTERY LVD | 1165
0M-9243 | LOAD LVD (MAIN/EXT) | 1085
0M-9244 | CB ASSY-6 | 706
0M-9256 | BATTERY BUS EXT KIT(2400) | 533
0M-9259 | FUSE/SHUNT ASSY | 3795
0M-9264 | KIT -FUSE BAY LVD | 593
0M-9269 | PDF ASSY,48CB | 6645
0M-9271 | PDF ASSY,144 CB | 11675
0M-9273 | PDF ASSY,96CB,2 TERM | 9810
0M-9274 | PDF ASSY,144 CB,2 TERM | 11920
0M-9283 | FUSE BAY - BASIC WITH SHUNTS | 4870
0M-9306 | MAIN UNIT-4800 | 18045
0M-9308 | 4800A EXTENSION,FIRST | 16130
0M-9309 | 4800A EXTENSION,SECOND | 16130
0M-9310 | 4800A EXTENSION, THIRD | 16130
0M-91045 | ASSY MX06-100 W/GMTFSE/AMPCONN | 2670
0M-91046 | ASSY MX06-100 W/GMTFUSES/TB | 2715
0M-91047 | ASSY MX06-100 W/2X2X30ABRKRS | 2400
0M-91048 | ASSY MX06100-GMTFSEAMPC-30ABKR | 2590
0M-91049 | ASSY MX06100-GMTFSEAMPC-60ABKR | 2730
0M-91051 | ASSY MX06100-GMTFSETB-60ABKR | 2605
0M-91052 | ASSY MX06100-2X30ABKR/60ABKR | 2595
0M-91074 | ASSY MX06-50-60 A CB/STUDS | 1515
0M-91093 | ASSY GMT PANEL - 23 | 750
0M-91135 | KIT 2 CABLE-10AWG/12FT/6-30P | 152
0M-91136 | KIT 2 CABLE-10AWG/12FT/L6-30P | 109
0M-91137 | KIT 6 CABLE-14AWG/12FT/5-15P | 208
0M-91138 | KIT 4 CABLE-12AWG/12FT/5-20P | 148
0M-91139 | KIT 2 CABLE-10AWG/12FT/5-50P | 121
0M-91140 | KIT 6 CABLE-14AWG/12FT/L5-15P | 285
0M-91141 | KIT 4 CABLE-12AWG/12FT/L5-20P | 144
0M-91154 | KIT 2 CABLE 12FT/12AWG/L5-20P | 71
0M-91155 | KIT 3 CABLE 12FT/14AWG/L5-15P | 144
0M-91156 | KIT 2 CABLE 12FT/12AWG/5-20P | 73
0M-91157 | KIT 3 CABLE 12FT/14AWG/5-15P | 107
0M-91158 | KIT 1 CABLE-12FT/10AWG/5-50P | 61
0M-91159 | KIT 1 CABLE 12FT/10AWG/L6-30P | 45
0M-91160 | KIT 1 CABLE-12FT/10AWG/6-30P | 73
0M-2473 | ASSY CABLE (-)48V - ORN 6GA 2HOLE NO. 10 LUG | 63
0M-2481 | "SUB ASSY WIRE #6 BLK 21" LUG 2H 5/8CTR" | 63
0M-3182 | KIT TEMP PROBE 50 FT | 87
0M-91050 | ASSY MX06100-GMTFSETB-30ABKR | 2565
0M-91057 | ASSY MX06-100 2X60A BKRS | 2655
0M-91071 | ASSY MX06-50-2 CKT BKRS/STUDS | 1535
0M-91072 | ASSY MX06-50-GMT FUSES/TB | 1480
0M-DCD-06-001 | ASSY MY06 DIST CB4X10A RR TERM | 517
0M-DCD-06-003 | ASSY MY06 DST GMT54 X10 RR TRM | 546
0M-DCD-06-004 | ASSY MY06 DST CB4X10A FRNT TRM | 732
0M-DCD-06-006 | ASSY MY06 DST GMT54X10 FRN TRM | 679
0M-DCD-06-010 | ASSY MY06 DST CB4X20A FRNT TRM | 768
0M-RX-06-001 | ASSY MX06-40 BASE SHELF | 369
0M-SAS-06-001 | ASSY MS/MY06 MOUNTING BKTS 19" | 67
0M-SAS-06-002 | ASSY MS/MY06 MOUNTING BKTS 23" | 67
0M-SAS-06-003 | ASSY MS/MY06 MOUNTING BKT ETSI | 67
0M-SAS-06-004 | ASSY MY06 TEMP PROBE 3M | 69
0M-SIG-06-001 | ASSY MY06 ALRM+LED DSP RR CONN | 260
BE400-KR | APC Back-UPS ES 400VA 220V Korean | 206
BE425M | APC Back-UPS ES 6 Outlet 425VA, 120V | 102
BE425M-LM | APC Back-UPS ES 6 Outlet 425VA, 120V, LAM | 129
BE500G3 | APC Back-UPS 120V, 500VA, 6 outlets | 147
BE550G | APC Back-UPS ES 8 Outlet 550VA 120V | 154
BE600M1 | APC Back-UPS ES 600VA, 120V,1 USB charging port | 135
BE650G1 | APC Back-UPS 650, 8 Outlet | 157
BE650G1-CN | APC Back-UPS 650VA 120V 8 NEMA outlets (4 surge) Canada | 194
BE650G1-LM | APC Back-UPS 650, 8 Outlet, LAM | 193
BE700G3 | APC Back-UPS 120V, 700VA, 6 outlets | 172
BE850G2 | Back-UPS 850VA, 2 USB charging ports | 219
BE900G3 | APC Back-UPS 120V, 900VA, 8 outlets | 250
BE1050G3 | APC Back-UPS 120V,1050VA, 8 outlets | 275
BGM1500 | APC Gaming Back-UPS, 10 outlet, 1500VA, Pure Sinewave, 120V | 494
BGM1500-US | APC Gaming Back-UPS, 10 outlet, 1500VA, Pure Sinewave, 120V, Arctic (White) and reactor circle. | 494
BGM1500B | APC Gaming Back-UPS, 10 outlet, 1500VA, Pure Sinewave, 120V, Black | 494
BGM1500B-US | APC Midnight (Black) Gaming UPS with 1500VA and reactor circle.10 outlet,, Pure Sinewave, 120V, Black | 494
BK325I | APC BACK-UPS CS 325VA 230V W/O SW | 173
BK350 | APC Back-UPS 350, 120V. | 180
BK350EI | APC BACK-UPS CS 350VA USB/SERIAL 230V | 293
BK500 | APC Back-UPS 500, 120V | 243
BK500BLK | APC Back-UPS 500, Black, 120V | 236
BK500EI | APC BACK-UPS CS 500VA 230V USB/SERIAL | 224
BK650EI | APC Back-UPS 650VA 230V | 284
BN450M-CA | APC Back-UPS NS 6 Outlet 450VA, 120V, Retail, Canada | 104
BN1100M2-CA | Back UPS PRO BN 1100VA,10 Outlets, 2 USB Charging Ports, AVR, LCD Interface , Canada | 370
BN1350M2-CA | Back UPS PRO BN 1350VA, 10 Outlets, 2 USB Charging Ports, AVR, LCD interface, Canada | 462
BR24BPG | Back-UPS Pro External Battery Pack | 342
BR500CI-AS | APC Back-UPS RS 500, 230V without auto shutdown software, ASEAN | 170
BR650MI | Back UPS Pro BR 650VA, 6 Outlets, AVR, LCD Interface | 319
BR700G | Back UPS RS LCD 700 Master Control | 254
BR1000MS | Back UPS PRO BR 1000VA, SineWave, 10 Outlets, 2 USB Charging Ports, AVR, LCD interface | 291
BR1350MS | Back UPS PRO BR 1350VA, SineWave, 10 Outlets, 2 USB Charging Ports, AVR, LCD interface | 385
BR1500G | Power Saving Back-UPS RS 1500 | 484
BR1500GI | Power Saving Back-UPS RS 1500 230V | 936
BR1500MS2 | Back UPS PRO 1500VA, Sinewave, 10 outlets, 2 USB Charging ports, AVR, LCD | 459
BV400XU | Back-UPS 400VA, Flexible Mounting, Low Profile, Industrial | 287
BVK750M2 | APC Back-UPS 750VA, 120V, AVR, 2 USB Charging Port, NEMA Sockets | 209
BVK950M2 | APC Back-UPS 950 VA, 120V, AVR, 2 USB Charging Port, NEMA Sockets | 234
BVK1200M2 | APC Back-UPS 1200VA, 120V, AVR, 2 USB Charging Port NEMA Sockets | 270
BX850M | Back UPS Pro BX 850VA, 8 Outlets, AVR, LCD interface | 278
BX1000M | Back UPS Pro BX 1000VA, 8 Outlets, AVR, LCD interface | 304
BX1350M | Back UPS Pro BX 1350VA, 10 Outlets, AVR, LCD interface | 355
BX1500M | Back UPS Pro BX 1500VA, 10 Outlets, AVR, LCD interface | 342
WAGSPARTS | AGS SPARE PARTS | Call for Quote
ANS357 | CUSTOM 3RD PARTY INSTALLATION SERVICE | Call for Quote
QWBATTINSTALL | Battery Installation Service | Call for Quote
QWINSTALL | Custom Contracted Installation | Call for Quote
QWINSTALLCL | Custom Contracted Installation for Cooling | Call for Quote
QWINSTALLPF | Custom Contracted Installation for Prefab | Call for Quote
QWINSTALLRK | Custom Contracted Installation for Racks | Call for Quote
QWINSTALLTK | Custom Contracted Installation for Turn Key Project | Call for Quote
QWINSTALLUPS | Custom Contracted Installation for UPS | Call for Quote
QWPFCOMMISS | Start-Up and Commissioning Service for (1) PFDC System - PO Out | Call for Quote
QWPFINSTALL | Prefab Installation Services 3rd Party | Call for Quote
QWTEST | Functional Test Service | Call for Quote
WASSEM5X8-2-AX-26 | Scheduled Assembly Service 5X8 for 1-2 Additional InfraStruXure InRow RC | 1245
WASSEM5X8-3-AX-26 | Scheduled Assembly Service 5X8 for 1-3 InfraStruXure InRow RC | 2390
WASSEM5X8-3R-PX-10 | 5X8 Scheduled Assembly of 1-3 Additional Racks | 1735
WASSEM5X8-5R-PX-20 | 5X8 Scheduled Assembly Service for 1-5 Racks | 4550
WASSEM5X8-AX-14 | Scheduled Assembly and Start-Up Service for InRow SC Air Cooled Self Contained | 3350
WASSEM5X8-AX-15 | Scheduled Assembly Service 5X8 for InRow RD10 kW Water/Glycol and Air cooled | 2210
WASSEM5X8-AX-20 | Scheduled Assembly of the Thermal Containment Components | 5505
WASSEM5X8-AX-21 | Assembly Service for Thermal Containment Add-ons | 735
WASSEM5X8-AX-22 | Scheduled Air Assembly Service 5X8 for InRow RP Chilled Water units | 3085
WASSEM5X8-AX-28 | Scheduled Assembly Service 5X8 for (1) In Row ACRD101 series | 2220
WASSEM5X8-AX-34 | Scheduled Assembly Service 5X8 for InRow ACRD 300 and 301 Series | 2440
WASSEM5X8-AX-36 | Scheduled Assembly Service 5X8 for (1) In Row ACRH 301 series | 3795
WASSEM5X8-AX-41 | Scheduled Air Assembly Service 5X8 for InRow RP DX units | 2310
WASSEM5X8-RK-01 | 5X8 Scheduled Assembly Service for (1) Rack | 4905
WASSEM5X8-RK-02 | 5X8 Scheduled Assembly Service for (2) Racks | 5520
WASSEM5X8-RK-03 | 5X8 Scheduled Assembly Service for (3) Racks | 6135
WASSEM5X8-RK-04 | 5X8 Scheduled Assembly Service for (4) Racks | 6745
WASSEM5X8-RK-05 | 5X8 Scheduled Assembly Service for (5) Racks | 7355
WASSEM5X8-RK-06 | 5X8 Scheduled Assembly Service for (6) Racks | 10220
WASSEM5X8-RK-07 | 5X8 Scheduled Assembly Service for (7) Racks | 10835
WASSEM5X8-RK-08 | 5X8 Scheduled Assembly Service for (8) Racks | 11445
WASSEM-EZ-00 | Assembly Service for (1) Galaxy E3S ext. Battery cabinet | 6520
WASSEM-VL-200 | Assembly Service for (1) Galaxy VL 200kVA | 4210
WASSEM-VL-300 | Assembly Service for (1) Galaxy VL 300kVA | 4365
WASSEM-VL-400 | Assembly Service for (1) Galaxy VL 400kVA | 4525
WASSEM-VL-500 | Assembly Service for (1) Galaxy VL 500kVA | 4690
WASSEM-VL-MBC | Assembly Service 5X8 for (1) Galaxy VL Maintenance Bypass Cabinet | 1210
WASSEM-VM-00 | Assembly Service for (1) Galaxy VM | 5475
WASSEM-VS1-A15 | Assembly Service for (1) GVS 10-15kVA | 4830
WASSEM-VS1-A25 | Assembly Service for (1) GVS 20-25kVA | 4830
WASSEM-VS1-A30 | Assembly Service for (1) GVS 30kVA | 4830
WASSEM-VS1-A40 | Assembly Service for (1) GVS 40kVA | 4830
WASSEM-VS1-A50 | Assembly Service for (1) GVS 50kVA | 4830
WASSEM-VS2-A40 | Assembly Service for (1) GVS 10-15kVA | 5475
WASSEM-VS2-A41 | Assembly Service for (1) GVS 20-25kVA | 5475
WASSEM-VS2-A50 | Assembly Service for (1) GVS 30-50kVA | 5475
WASSEM-VS2-A60 | Assembly Service for (1) GVS 60kVA | 5475
WASSEM-VS2-A100 | Assembly Service for (1) GVS 80-100kVA | 5475
WASSEM-VS3-A75 | Assembly Service for (1) GVS 60-80kVA | 5475
WASSEM-VS3-A150 | Assembly Service for (1) GVS 120-150kVA | 8050
WASSEM-VX-50 | Assembly Service 5X8 for (1) Galaxy VX 500 Scalable to 750kVA UPS | 18485
WASSEM-VX-51 | Assembly Service 5X8 for (1) Galaxy VX 500kVA UPS | 18485
WASSEM-VX-52 | Assembly Service 5X8 for (1) Galaxy VX 500kVA N+1 Redundant UPS | 23025
WASSEM-VX-53 | Assembly Service 5X8 for (1) Galaxy VX 500 Scalable to 1000kVA UPS | 18485
WASSEM-VX-54 | Assembly Service 5X8 for (1) Galaxy VX 500 Scalable to 1250kVA UPS | 18485
WASSEM-VX-55 | Assembly Service 5X8 for (1) Galaxy VX 500 Scalable to 1500kVA UPS | 18485
WASSEM-VX-62 | Assembly Service 5X8 for (1) Galaxy VX 625kVA UPS | 21810
WASSEM-VX-64 | Assembly Service 5X8 for (1) Galaxy VX 625 Scalable to 1000kVA UPS | 22420
WASSEM-VX-75 | Assembly Service 5X8 for (1) Galaxy VX 750kVA UPS | 23025
WASSEM-VX-76 | Assembly Service 5X8 for (1) Galaxy VX 750kVA N+1 Redundant UPS | 23630
WASSEM-VX-77 | Assembly Service 5X8 for (1) Galaxy VX 750 Scalable to 1000kVA UPS | 24235
WASSEM-VX-78 | Assembly Service 5X8 for (1) Galaxy VX 750 Scalable to 1250kVA UPS | 24235
WASSEM-VX-79 | Assembly Service 5X8 for (1) Galaxy VX 750 Scalable to 1500kVA UPS | 24235
WASSEM-VX-100 | Assembly Service 5X8 for 1 Galaxy VX 1000kVA UPS | 23025
WASSEM-VX-101 | Assembly Service 5X8 for (1) Galaxy VX 1000kVA N+1 Redundant UPS | 28480
WASSEM-VX-102 | Assembly Service 5X8 for (1) Galaxy VX 1000 Scalable to 1250kVA UPS | 24235
WASSEM-VX-103 | Assembly Service 5X8 for (1) Galaxy VX 1000 Scalable to 1500kVA UPS | 28480
WASSEM-VX-120 | Assembly Service 5X8 for 1 Galaxy VX 1250kVA UPS | 28480
WASSEM-VX-121 | Assembly Service 5X8 for (1) Galaxy VX 1250kVA N+1 Redundant UPS | 31505
WASSEM-VX-122 | Assembly Service 5X8 for (1) Galaxy VX 1250 Scalable to 1500kVA UPS | 29690
WASSEM-VX-150 | Assembly Service 5X8 for (1) Galaxy VX 1500kVA UPS | 31505
WASSEM-VX-151 | Assembly Service 5X8 for (1) Galaxy VX 1500kVA N+1 Redundant UPS | 34530
WASSEMEXBAD-VSB-00 | Scheduled Assembly Service 5X8 for (1) Additional Galaxy VS Battery Frame. | 4960
WASSEMEXBAT-LB-01 | (1) Assembly Service for (1) Cabinet Li-Ion Battery solution | 4625
WASSEMEXBAT-LB-02 | (1) Assembly Service for (2) Cabinets Li-Ion Battery solution | 6480
WASSEMEXBAT-LB-03 | (1) Assembly Service for (3) Cabinets Li-Ion Battery solution | 8325
WASSEMEXBAT-LB-04 | (1) Assembly Service for (4) Cabinets Li-Ion Battery solution | 9755
WASSEMEXBAT-LB-05 | (1) Assembly Service for (5) Cabinets Li-Ion Battery solution | 11190
WASSEMEXBAT-LB-06 | (1) Assembly Service for (6) Cabinets Li-Ion Battery solution | 13450
WASSEMEXBAT-LB-07 | (1) Assembly Service for (7) Cabinets Li-Ion Battery solution | 14880
WASSEMEXBAT-LB-08 | (1) Assembly Service for (8) Cabinets Li-Ion Battery solution | 18035
WASSEMEXBAT-LB-09 | (1) Assembly Service for (9) Cabinets Li-Ion Battery solution | 19120
WASSEMEXBAT-LB-10 | (1) Assembly Service for (10) Cabinets Li-Ion Battery solution | 22115
WASSEMEXBAT-LB-11 | (1) Assembly Service for (11) Cabinets Li-Ion Battery solution | 22575
WASSEMEXBAT-LB-12 | (1) Assembly Service for (12) Cabinets Li-Ion Battery solution | 25285
WASSEMEXBAT-LB-13 | (1) Assembly Service for (13) Cabinets Li-Ion Battery solution | 26795
WASSEMEXBAT-LB-14 | (1) Assembly Service for (14) Cabinets Li-Ion Battery solution | 29370
WASSEMEXBAT-LB-15 | (1) Assembly Service for (15) Cabinets Li-Ion Battery solution | 31770
WASSEMEXBAT-LB-16 | (1) Assembly Service for (16) Cabinets Li-Ion Battery solution | 35450
WASSEMEXBAT-NX-83 | Scheduled Assembly Service 5X8 for (1) External Battery Frame for Symmetra 250/500kW | 6445
WASSEMEXBAT-PX-23 | Scheduled Assembly Service for (1) External Battery Frame for Symmetra PX 40 kW | 3625
WASSEMEXBAT-PX-33 | Scheduled Assembly Service for (1) External Battery Frame for Symmetra PX 80 kW | 4695
WASSEMEXBAT-PX-63 | Scheduled Assembly Service for (1) External Battery Frame for Symmetra PX 160kW | 6045
WASSEMEXBAT-VM-24 | Scheduled Assembly Service 5X8 for (1) Galaxy VM Narrow Modular Batt Frame with up to 24 Batteries | 5955
WASSEMEXBAT-VM-48 | Scheduled Assembly Service 5X8 for (1) Galaxy VM Wide Modular Batt Frame with up to 48 batteries | 6345
WASSEMEXBAT-VSB-01 | Scheduled Assembly Service 5X8 for (1) Galaxy VS Modular Batt Frame with up to 6 Batt Strings | 4250
WASSEMEXBAT-VSB-02 | Scheduled Assembly Service 5X8 for (1) Galaxy VS Modular Batt Frame with up to 9 Batt Strings | 4960
WASSEMEXBTAD-VM-49 | Scheduled Assembly Service 5X8 for (1) Additional Galaxy VM Battery Frame | 3085
WASSEMNB-NB-10 | NetBotz Assembly Services for Models NBRK0450, NBRK0570, NBWL0355 or NBWL0455 | 715
WASSEMNBA-NB-20 | NetBotz Assembly Service for up to 3 Appliances and Associated Accessories for 7-Series - 2-Series | 9540
WASSEMNSACL-AX-20 | Assembly Service Support for NetShelter Aisle Containment, Long (above 7m), 5X8 | 2935
WASSEMNSACS-AX-20 | Assembly Service Support for NetShelter Aisle Containment, Short (up to 7m), 5X8 | 1955
WASSEMPDU5X8-PD-20 | Scheduled Assembly Service 5X8 for (1) 5U Rack Distribution Panel | 3230
WASSEMPDU5X8-PD-30 | Scheduled Assembly Service 5X8 for (1) 1/2 Rack Remote or (1) Modular Power Panel | 4580
WASSEMRDP5X8-PX-40 | Scheduled Assembly Service 5X8 for (1) Remote Distribution Panel | 2485
WASSEMSTRT-EZU-15 | Assembly and Startup for (1) Easy UPS 3S UL 10-15kVA UPS Including Internal Battery Modules | 5655
WASSEMSTRT-EZU-20 | Assembly and Startup for (1) Easy UPS 3S UL 20kVA UPS Including Internal Battery Modules | 5820
WASSEMSTRT-EZU-30 | Assembly and Startup for (1) Easy UPS 3S UL 30kVA UPS Including Internal Battery Modules | 5980
WASSEMSTRT-EZU-40 | Assembly and Startup for (1) Easy UPS 3S UL 40kVA UPS Including Internal Battery Modules | 6140
WASSEMUPS5X8-MW-09 | Scheduled Assembly Service 5X8 for Symmetra MW 400-600kW | 13275
WASSEMUPS5X8-MW-11 | Scheduled Assembly Service 5X8 for Symmetra MW 1200-1600kW | 35025
WASSEMUPS5X8-PX-21 | Scheduled 5X8 Assembly Service for Symmetra PX 40 kW UPS and/or PDU | 3385
WASSEMUPS5X8-PX-31 | Scheduled 5X8 Assembly Service for Symmetra PX 80 or 100KW frame UPS, first XR Frame and/or PDU | 3945
WASSEMUPS5X8-PX-62 | Scheduled Assembly Service for Symmetra PX 48/64 kW UPS, Essential XR Frames Only | 6020
WASSEMUPS5X8-PX-72 | Scheduled Assembly Service for Symmetra PX 64 kW UPS with PDU and Essential XR Frames Only | 8295
WASSEMUPS-3R-SB-00 | Scheduled 5X8 Assembly and Power-Up Service | 2615
WASSEMUPS-3R-SY-00 | Scheduled 5X8 Assembly and Power-Up Service | 3490
WASSEMUPS-NX-81 | Scheduled Assembly Service 5X8 for (1) SY 100 to 250 kVA UPS, up to (2) XR Frames and PDU | 11210
WASSEMUPS-NX-82 | Scheduled Assembly Service 5X8 for (1) SY 200 kVA UPS, up to (2) XR Frames and PDU | 13645
WASSEMUPS-NX-84 | Scheduled Assembly Service 5X8 for (1) SY 250 kVA UPS, up to (2) XR Frames and PDU | 14830
WASSEMUPS-NX-85 | Scheduled Assembly Service 5X8 for (1) SY 300 kVA UPS, up to (4) XR Frames and PDU | 18355
WASSEMUPS-NX-86 | Scheduled Assembly Service 5X8 for (1) SY 400 kVA UPS, up to (4) XR Frames and PDU | 21460
WASSEMUPS-NX-87 | Scheduled Assembly Service 5X8 for (1) Symmetra 500kW UPS, up to (4) XR Frames and PDU | 22700
WASSEMUPS-SPL-00 | Smart-UPS Modular Ultra Start Up and Assembly Combined Service | 1660
WCONFIGCAL | Configuration - Calibration Service for (1) Batt Manager System Module | 2445
WCOOLPOSTSTARTUP | Cooling Post Start-Up Site Optimization | Call for Quote
WICS | Installation Planning | 5495
WINSTL-BM-02 | Assembly Service for (1) Batt Manager Expansion System Module - Tab Washers Already Installed | 5385
WINSTL-MDC-01 | Assembly, Start-UPS, and Integration Service for (1) Level 1 Micro DC | 5535
WINSTL-MDC-02 | Assembly, Start-UPS, and Integration Service for (1) Level 2 Micro DC | 7610
WINSTL-MDC-03 | Assembly, Start-UPS, and Integration Service for (1) Level 3 Micro DC | 13835
WNCT075201 | Orientation & Training | Call for Quote
WNPR071001 | ISX Installation Management Service | Call for Quote
WNPR071011 | Installation Management Base Service | 7875
WNPR071020 | Installation Management Unit | 350
WPRJCL | Project Management Per Contract for Cooling | Call for Quote
WPRJPF | Project Management Per Contract for Prefab | Call for Quote
WPRJRK | Project Management Per Contract for Racks | Call for Quote
WPRJTK | Project Management Per Contract for Turn Key Project | Call for Quote
WPRJUPS | Project Management Per Contract for UPS | Call for Quote
WQFWT | FSE performed Factory Witness Test | Call for Quote
WQFWTE3L | Factory Witness Test Performed for E3L | Call for Quote
WQFWTE3M | Factory Witness Test Performed for E3M | Call for Quote
WQFWTE3S | Factory Witness Test Performed for E3S | Call for Quote
WQFWTG7K | Factory Witness Test Performed for G7K | Call for Quote
WQFWTGVL | Factory Witness Test Performed for GVL | Call for Quote
WQFWTGVM | Factory Witness Test Performed for GVM | Call for Quote
WQFWTGVS | Factory Witness Test Performed for GVS | Call for Quote
WQFWTGVX | Factory Witness Test Performed for GVX | Call for Quote
WQINSTALL | Custom Field Service Installation Service | Call for Quote
WQINSTLCOOL | Custom Cooling Installation Service | Call for Quote
WQPFCOMMISS | Internal Commissioning On-Site Services | Call for Quote
WQPFENG | Internal Engineering Services | Call for Quote
WQPFINSTALL | Internal Installation Services | Call for Quote
WQPFPM | Internal Project Management Services | Call for Quote
WQPFSERV | Internal Combined Support Services | Call for Quote
WSITECOORD | Site Coordination Service | 7325
WSTRTUP5X8-AX-07 | Start-up Service 5X8 for (1) 3.5kW split system unit | 3985
WSTRTUP5X8-AX-15 | Start-up Service 5X8 for In Row ACRD Half Rack 10KW | 2605
WSTRTUP5X8-AX-22 | Start-Up Service 5X8 for NetworkAIR CW 28-87 kW | 2105
WSTRTUP5X8-AX-25 | Start-up Service 5x8 for InRoom Chilled Water 28-87kw | 2610
WSTRTUP5X8-AX-26 | Start-Up Service 5X8 for InfraStruXure InRow RC AX-26 | 1705
WSTRTUP5X8-AX-28 | Start-up Service 5X8 for (1) In Row ACRD101 series | 2860
WSTRTUP5X8-AX-31 | Start-Up Service 5X8 for NetworkAIR CM A/W/G/PC with OHE | 2605
WSTRTUP5X8-AX-34 | Start-up Service 5X8 for (1) In Row ACRD 300 and 301 series | 3510
WSTRTUP5X8-AX-36 | Start-up Service 5X8 for (1) In Row ACRH 301 series | 4510
WSTRTUP5X8-AX-41 | Start-Up Service 5X8 for NetworkAIR FM A/W/G/PC 0-27 kW with OHE | 2855
WSTRTUP5X8-G5-60 | Start-Up Service 5x8 for Galaxy 5000 100 - 130 kVA UPS | 6815
WSTRTUP5X8-PD-20 | Start-Up Service 5X8 for 5U Rack Distribution Panel | 4475
WSTRTUP5X8-PD-30 | Start-Up Service for (1) 1/2 Rack Remote or (1) Modular Power Panel | 4265
WSTRTUP5X8-PD-50 | Start-Up Service 5X8 for (1) InfraStruxure 60kVA / 150kVA PDU | 2815
WSTRTUP5X81AISP-01 | Start-up Service 5X8 for All-In-One with Easy 3S, DX cooling, up to 20KW | 29000
WSTRTUP5X81AISP-02 | Start-up Service 5X8 for All-In-One with Easy 3S, DX cooling, up to 40KW | 30010
WSTRTUP5X81BISP-01 | Start-up Service 5X8 for All-In-One with Easy 3S, CW cooling, up to 20KW | 27990
WSTRTUP5X81BISP-02 | Start-up Service 5X8 for All-In-One with Easy 3S, CW cooling, up to 40KW | 29760
WSTRTUP5X82AISP-01 | Start-up Service 5X8 for All-In-One with Symmetra PX, DX cooling, up to 20KW | 32785
WSTRTUP5X82AISP-02 | Start-up Service 5X8 for All-In-One with Symmetra PX, DX cooling, up to 40KW | 33795
WSTRTUP5X82AISP-03 | Start-up Service 5X8 for All-In-One with Symmetra PX, DX cooling, up to 60KW | 36575
WSTRTUP5X82AISP-04 | Start-up Service 5X8 for All-In-One with Symmetra PX, DX cooling, up to 80KW | 38085
WSTRTUP5X82AISP-05 | Start-up Service 5X8 for All-In-One with Symmetra PX, DX cooling, up to 100KW | 39605
WSTRTUP5X82AISP-06 | Start-up Service 5X8 for All-In-One with Symmetra PX, DX cooling, up to 120KW | 37585
WSTRTUP5X82AISP-07 | Start-up Service 5X8 for All-In-One with Symmetra PX, DX cooling, up to 140KW | 41120
WSTRTUP5X82AISP-08 | Start-up Service 5X8 for All-In-One with Symmetra PX, DX cooling, up to 160KW | 44150
WSTRTUP5X82BISP-01 | Start-up Service 5X8 for All-In-One with Symmetra PX, CW cooling, up to 20KW | 31780
WSTRTUP5X82BISP-02 | Start-up Service 5X8 for All-In-One with Symmetra PX, CW cooling, up to 40KW | 33545
WSTRTUP5X82BISP-03 | Start-up Service 5X8 for All-In-One with Symmetra PX, CW cooling, up to 60KW | 35565
WSTRTUP5X82BISP-04 | Start-up Service 5X8 for All-In-One with Symmetra PX, CW cooling, up to 80KW | 36830
WSTRTUP5X82BISP-05 | Start-up Service 5X8 for All-In-One with Symmetra PX, CW cooling, up to 100KW | 36830
WSTRTUP5X82BISP-06 | Start-up Service 5X8 for All-In-One with Symmetra PX, CW cooling, up to 120KW | 38085
WSTRTUP5X82BISP-07 | Start-up Service 5X8 for All-In-One with Symmetra PX, CW cooling, up to 140KW | 39350
WSTRTUP5X82BISP-08 | Start-up Service 5X8 for All-In-One with Symmetra PX, CW cooling, up to 160KW | 43390
WSTRTUP5X83AISP-01 | Start-up Service 5X8 for All-In-One with Galaxy VS, DX cooling, up to 20KW | 29760
WSTRTUP5X83AISP-02 | Start-up Service 5X8 for All-In-One with Galaxy VS, DX cooling, up to 40KW | 30765
WSTRTUP5X83AISP-03 | Start-up Service 5X8 for All-In-One with Galaxy VS, DX cooling, up to 60KW | 33545
WSTRTUP5X83AISP-04 | Start-up Service 5X8 for All-In-One with Galaxy VS, DX cooling, up to 80KW | 35060
WSTRTUP5X83AISP-05 | Start-up Service 5X8 for All-In-One with Galaxy VS, DX cooling, up to 100KW | 36575
WSTRTUP5X83AISP-06 | Start-up Service 5X8 for All-In-One with Galaxy VS, DX cooling, up to 120KW | 38085
WSTRTUP5X83AISP-07 | Start-up Service 5X8 for All-In-One with Galaxy VS, DX cooling, up to 140KW | 38085
WSTRTUP5X83BISP-01 | Start-up Service 5X8 for All-In-One with Galaxy VS, CW cooling, up to 20KW | 28750
WSTRTUP5X83BISP-02 | Start-up Service 5X8 for All-In-One with Galaxy VS, CW cooling, up to 40KW | 30515
WSTRTUP5X83BISP-03 | Start-up Service 5X8 for All-In-One with Galaxy VS, CW cooling, up to 60KW | 33795
WSTRTUP5X83BISP-04 | Start-up Service 5X8 for All-In-One with Galaxy VS, CW cooling, up to 80KW | 33795
WSTRTUP5X83BISP-05 | Start-up Service 5X8 for All-In-One with Galaxy VS, CW cooling, up to 100KW | 33795
WSTRTUP5X83BISP-06 | Start-up Service 5X8 for All-In-One with Galaxy VS, CW cooling, up to 120KW | 35060
WSTRTUP5X83BISP-07 | Start-up Service 5X8 for All-In-One with Galaxy VS, CW cooling, up to 140KW | 36325
WSTRTUP5X84AISP-03 | Start-up Service 5X8 for All-In-One with Easy 3M, DX cooling, up to 60KW | 33545
WSTRTUP5X84AISP-04 | Start-up Service 5X8 for All-In-One with Easy3M, DX cooling, up to 80KW | 35060
WSTRTUP5X84AISP-05 | Start-up Service 5X8 for All-In-One with Easy 3M, DX cooling, up to 100KW | 36575
WSTRTUP5X84AISP-06 | Start-up Service 5X8 for All-In-One with Easy 3M, DX cooling, up to 120KW | 38085
WSTRTUP5X84AISP-07 | Start-up Service 5X8 for All-In-One with Easy 3M, DX cooling, up to 140KW | 38085
WSTRTUP5X84AISP-08 | Start-up Service 5X8 for All-In-One with Easy 3M, DX cooling, up to 160KW | 41370
WSTRTUP5X84AISP-09 | Start-up Service 5X8 for All-In-One with Easy 3M, DX cooling, up to 180KW | 52780
WSTRTUP5X84AISP-10 | Start-up Service 5X8 for All-In-One with Easy 3M, DX cooling, up to 200KW | 52780
WSTRTUP5X84BISP-03 | Start-up Service 5X8 for All-In-One with Easy 3M, CW cooling, up to 60KW | 33545
WSTRTUP5X84BISP-04 | Start-up Service 5X8 for All-In-One with Easy 3M, CW cooling, up to 80KW | 33795
WSTRTUP5X84BISP-05 | Start-up Service 5X8 for All-In-One with Easy 3M, CW cooling, up to 100KW | 33795
WSTRTUP5X84BISP-06 | Start-up Service 5X8 for All-In-One with Easy 3M, CW cooling, up to 120KW | 35060
WSTRTUP5X84BISP-07 | Start-up Service 5X8 for All-In-One with Easy 3M, CW cooling, up to 140KW | 33795
WSTRTUP5X84BISP-08 | Start-up Service 5X8 for All-In-One with Easy 3M, CW cooling, up to 160KW | 41370
WSTRTUP5X84BISP-09 | Start-up Service 5X8 for All-In-One with Easy 3M, CW cooling, up to 180KW | 52780
WSTRTUP5X84BISP-10 | Start-up Service 5X8 for All-In-One with Easy 3M, CW cooling, up to 200KW | 52780
WSTRTUP5X85AISP-09 | Start-up Service 5X8 for All-In-One with Galaxy VM, DX cooling, up to 180KW | 46425
WSTRTUP5X85AISP-10 | Start-up Service 5X8 for All-In-One with Galaxy VM, DX cooling, up to 200KW | 47935
WSTRTUP5X85AISP-11 | Start-up Service 5X8 for All-In-One with Galaxy VM, DX cooling, up to 220KW | 49955
WSTRTUP5X85BISP-09 | Start-up Service 5X8 for All-In-One with Galaxy VM, CW cooling, up to 180KW | 43895
WSTRTUP5X85BISP-10 | Start-up Service 5X8 for All-In-One with Galaxy VM, CW cooling, up to 200KW | 43895
WSTRTUP5X85BISP-11 | Start-up Service 5X8 for All-In-One with Galaxy VM, CW cooling, up to 220KW | 46930
WSTRTUP5X85CISP-11 | Start-up Service 5X8 for All-In-One with Galaxy VM, CRAC cooling, up to 220KW | 52985
WSTRTUP5X86AISP-10 | Start-up Service 5X8 for All-In-One with Galaxy VL, DX cooling, up to 200KW | 47935
WSTRTUP5X86AISP-11 | Start-up Service 5X8 for All-In-One with Galaxy VL, DX cooling, up to 220KW | 49955
WSTRTUP5X86AISP-12 | Start-up Service 5X8 for All-In-One with Galaxy VL, DX cooling, up to 240KW | 52985
WSTRTUP5X86APSP-13 | Start-up Service 5X8 for Power Module with Galaxy VL, DX cooling, up to 250KW | 55745
WSTRTUP5X86APSP-14 | Start-up Service 5X8 for Power Module with Galaxy VL, DX cooling, up to 500KW | 57760
WSTRTUP5X86APSP-15 | Start-up Service 5X8 for Power Module with Galaxy VL, DX cooling, up to 750KW | 65845
WSTRTUP5X86APSP-16 | Start-up Service 5X8 for Power Module with Galaxy VL, DX cooling, up to 1000KW | 83520
WSTRTUP5X86APSP-17 | Start-up Service 5X8 for Power Module with Galaxy VL, DX cooling, up to 1250KW | 90355
WSTRTUP5X86APSP-18 | Start-up Service 5X8 for Power Module with Galaxy VL, DX cooling, up to 1500KW | 97025
WSTRTUP5X86APSP-19 | Start-up Service 5X8 for Power Module with Galaxy VL, DX cooling, up to 1750KW | 99305
WSTRTUP5X86APSP-20 | Start-up Service 5X8 for Power Module with Galaxy VL, DX cooling, up to 2000KW | 112380
WSTRTUP5X86ASSP-13 | Start-up Service 5X8 for Power Skid with Galaxy VL up to 250KW | 39330
WSTRTUP5X86ASSP-14 | Start-up Service 5X8 for Power Skid with Galaxy VL up to 500KW | 39330
WSTRTUP5X86ASSP-15 | Start-up Service 5X8 for Power Skid with Galaxy VL up to 750KW | 43370
WSTRTUP5X86ASSP-16 | Start-up Service 5X8 for Power Skid with Galaxy VL up to 1000KW | 43370
WSTRTUP5X86ASSP-17 | Start-up Service 5X8 for Power Skid with Galaxy VL up to 1250KW | 46905
WSTRTUP5X86ASSP-18 | Start-up Service 5X8 for Power Skid with Galaxy VL up to 1500KW | 47915
WSTRTUP5X86ASSP-19 | Start-up Service 5X8 for Power Skid with Galaxy VL up to 1750KW | 51450
WSTRTUP5X86ASSP-20 | Start-up Service 5X8 for Power Skid with Galaxy VL up to 2000KW | 51450
WSTRTUP5X86BISP-10 | Start-up Service 5X8 for All-In-One with Galaxy VL, CW cooling, up to 200KW | 43895
WSTRTUP5X86BISP-11 | Start-up Service 5X8 for All-In-One with Galaxy VL, CW cooling, up to 220KW | 46930
WSTRTUP5X86BISP-12 | Start-up Service 5X8 for All-In-One with Galaxy VL, CW cooling, up to 240KW | 46930
WSTRTUP5X86CISP-11 | Start-up Service 5X8 for All-In-One with Galaxy VL, CRAC cooling, up to 220KW | 52985
WSTRTUP5X86CISP-12 | Start-up Service 5X8 for All-In-One with Galaxy VL, CRAC cooling, up to 240KW | 56520
WSTRTUP5X86CPSP-13 | Start-up Service 5X8 for Power Module with Galaxy VL, CRAC cooling, up to 250KW | 55235
WSTRTUP5X86CPSP-14 | Start-up Service 5X8 for Power Module with Galaxy VL, DX cooling, up to 500KW | 55235
WSTRTUP5X86CPSP-15 | Start-up Service 5X8 for Power Module with Galaxy VL, CRAC cooling, up to 750KW | 59275
WSTRTUP5X86CPSP-16 | Start-up Service 5X8 for Power Module with Galaxy VL, CRAC cooling, up to 1000KW | 72955
WSTRTUP5X86CPSP-17 | Start-up Service 5X8 for Power Module with Galaxy VL, CRAC cooling, up to 1250KW | 80685
WSTRTUP5X86CPSP-18 | Start-up Service 5X8 for Power Module with Galaxy VL, CRAC cooling, up to 1500KW | 98185
WSTRTUP5X86CPSP-19 | Start-up Service 5X8 for Power Module with Galaxy VL, CRAC cooling, up to 1750KW | 98365
WSTRTUP5X86CPSP-20 | Start-up Service 5X8 for Power Module with Galaxy VL, CRAC cooling, up to 2000KW | 114515
WSTRTUP5X87APSP-13 | Start-up Service 5X8 for Power Module with Galaxy VX, DX cooling, up to 250KW | 59780
WSTRTUP5X87APSP-14 | Start-up Service 5X8 for Power Module with Galaxy VX, DX cooling, up to 500KW | 61800
WSTRTUP5X87APSP-15 | Start-up Service 5X8 for Power Module with Galaxy VX, DX cooling, up to 750KW | 66345
WSTRTUP5X87APSP-16 | Start-up Service 5X8 for Power Module with Galaxy VX, DX cooling, up to 1000KW | 84140
WSTRTUP5X87APSP-17 | Start-up Service 5X8 for Power Module with Galaxy VX, DX cooling, up to 1250KW | 86625
WSTRTUP5X87APSP-18 | Start-up Service 5X8 for Power Module with Galaxy VX, DX cooling, up to 1500KW | 97135
WSTRTUP5X87APSP-19 | Start-up Service 5X8 for Power Module with Galaxy VX, DX cooling, up to 1750KW | 98850
WSTRTUP5X87APSP-20 | Start-up Service 5X8 for Power Module with Galaxy VX, DX cooling, up to 2000KW | 113815
WSTRTUP5X87ASSP-13 | Start-up Service 5X8 for Power Skid with Galaxy VX up to 250KW | 43370
WSTRTUP5X87ASSP-14 | Start-up Service 5X8 for Power Skid with Galaxy VX up to 500KW | 43370
WSTRTUP5X87ASSP-15 | Start-up Service 5X8 for Power Skid with Galaxy VX up to 750KW | 43875
WSTRTUP5X87ASSP-16 | Start-up Service 5X8 for Power Skid with Galaxy VX up to 1000KW | 43875
WSTRTUP5X87ASSP-17 | Start-up Service 5X8 for Power Skid with Galaxy VX up to 1250KW | 43875
WSTRTUP5X87ASSP-18 | Start-up Service 5X8 for Power Skid with Galaxy VX up to 1500KW | 52460
WSTRTUP5X87ASSP-19 | Start-up Service 5X8 for Power Skid with Galaxy VX up to 1750KW | 52460
WSTRTUP5X87ASSP-20 | Start-up Service 5X8 for Power Skid with Galaxy VX up to 2000KW | 52460
WSTRTUP5X87CPSP-13 | Start-up Service 5X8 for Power Module with Galaxy VX, CRAC cooling, up to 250KW | 59275
WSTRTUP5X87CPSP-14 | Start-up Service 5X8 for Power Module with Galaxy VX, DX cooling, up to 500KW | 58770
WSTRTUP5X87CPSP-15 | Start-up Service 5X8 for Power Module with Galaxy VX, CRAC cooling, up to 750KW | 59780
WSTRTUP5X87CPSP-16 | Start-up Service 5X8 for Power Module with Galaxy VX, CRAC cooling, up to 1000KW | 73575
WSTRTUP5X87CPSP-17 | Start-up Service 5X8 for Power Module with Galaxy VX, CRAC cooling, up to 1250KW | 80470
WSTRTUP5X87CPSP-18 | Start-up Service 5X8 for Power Module with Galaxy VX, CRAC cooling, up to 1500KW | 98200
WSTRTUP5X87CPSP-19 | Start-up Service 5X8 for Power Module with Galaxy VX, CRAC cooling, up to 1750KW | 99800
WSTRTUP5X87CPSP-20 | Start-up Service 5X8 for Power Module with Galaxy VX, CRAC cooling, up to 2000KW | 116145
WSTRTUP7X24-AX-07 | Start-up Service 7X24 for (1) 3.5kW split system unit | 5575
WSTRTUP7X24-AX-15 | Start-up Service 7x24 For In Row ACRD Half Rack 10kw | 3960
WSTRTUP7X24-AX-22 | Start-Up Service 7X24 for NetworkAIR CW 28-87 kW | 2745
WSTRTUP7X24-AX-25 | Start-up Service 7x24 for InRoom Chilled Water 28-87kw | 3550
WSTRTUP7X24-AX-26 | Start-Up Service 7X24 for InfraStruXure InRow RC AX-26 | 2260
WSTRTUP7X24-AX-28 | Start-up Service 7x24 for (1) In Row ACRD101 series | 4335
WSTRTUP7X24-AX-34 | Start-up Service 7x24 for (1) In Row ACRD 300 and 301 Series | 4910
WSTRTUP7X24-AX-36 | Start-up Service 7x24 for (1) I(1) In Row ACRH 301 series | 6310
WSTRTUP7X24-AX-41 | Start-Up Service 7X24 for NetworkAIR FM A/W/G/PC 0-27 kW with OHE | 3810
WSTRTUP7X24-AX-60 | Start-Up Service 7X24 for High-Density Cooling Enclosure | 6790
WSTRTUP-E7-50 | Start-UP Service for (1) EPS 7000 300 to 500 kVA UPS | 11760
WSTRTUP-E8-62 | Start-UP Service for (1) EPS 8000 555kVA UPS | 13005
WSTRTUP-EZU-15 | Start-Up Service 5X8 for (1) Easy UPS 3S UL 10-15kVA UPS | 4620
WSTRTUP-EZU-20 | Start-Up Service 5X8 for (1) Easy UPS 3S UL 20kVA UPS | 4720
WSTRTUP-EZU-30 | Start-Up Service 5X8 for (1) Easy UPS 3S UL 30kVA UPS | 4815
WSTRTUP-EZU-40 | Start-Up Service 5X8 for (1) Easy UPS 3S UL 40kVA UPS | 4900
WSTRTUP-G3-21 | Start-Up Service for (1) Galaxy 3500 or SUVT 10 - 15 kVA UPS | 1945
WSTRTUP-G3-22 | Start-Up Service for (1) Galaxy 3500 or SUVT 20 kVA UPS | 1945
WSTRTUP-G3-23 | Start-Up Service for (1) Galaxy 3500 or SUVT 30 kVA UPS | 2600
WSTRTUP-G3-24 | Start-Up Service for (1) Galaxy 3500 or SUVT 40 kVA UPS | 2415
WSTRTUP-G3-25 | Start-Up Service for (1) Galaxy 3500 or SUVT XR Battery Cabinet | 1040
WSTRTUP-G3-28 | Start-Up Service for (1) Galaxy 3500 or SUVT 80 kVA UPS | 2700
WSTRTUP-G4-75 | Start-UP Service for (1) Galaxy 4000 65 to 75kVA UPS | 3465
WSTRTUP-G5-13 | Start-UP Service for (1) Galaxy 5000/5500 81 to 130 kva UPS | 5685
WSTRTUP-G5-81 | Start-UP Service for (1) Galaxy 5000/5500 41 to 80 kva UPS | 4710
WSTRTUP-GP-12 | Start-UP Service for (1) Galaxy PW or PWI 80 to 130kva UPS | 6625
WSTRTUP-GP-20 | Start-UP Service for (1) Galaxy PW 160 or 200 or PWI 200 kva UPS | 8550
WSTRTUP-GT-20 | Start-UP Service for (1) PXC 10 - 25 kVA UPS | 4590
WSTRTUP-GT-40 | Start-UP Service for (1) PXC 30 - 40 kVA UPS | 4760
WSTRTUP-GT-60 | Start-UP Service for (1) PXC 50 - 60 kVA UPS | 4925
WSTRTUP-GT-80 | Start-UP Service for (1) PXC 75 - 80 kVA UPS | 5100
WSTRTUP-LB-01 | (1) Startup Service for (1) Cabinet Li-Ion Battery solution | 3825
WSTRTUP-LB-02 | (1) Startup Service for (2) Cabinets Li-Ion Battery solution | 4390
WSTRTUP-LB-03 | (1) Startup Service for (3) Cabinets Li-Ion Battery solution | 4960
WSTRTUP-LB-04 | (1) Startup Service for (4) Cabinets Li-Ion Battery solution | 5520
WSTRTUP-LB-05 | (1) Startup Service for (5) Cabinets Li-Ion Battery solution | 7195
WSTRTUP-LB-06 | (1) Startup Service for (6) Cabinets Li-Ion Battery solution | 7820
WSTRTUP-LB-07 | (1) Startup Service for (7) Cabinets Li-Ion Battery solution | 8915
WSTRTUP-LB-08 | (1) Startup Service for (8) Cabinets Li-Ion Battery solution | 9540
WSTRTUP-LB-09 | (1) Startup Service for (9) Cabinets Li-Ion Battery solution | 10480
WSTRTUP-LB-10 | (1) Startup Service for (10) Cabinets Li-Ion Battery solution | 12455
WSTRTUP-LB-11 | (1) Startup Service for (11) Cabinets Li-Ion Battery solution | 12545
WSTRTUP-LB-12 | (1) Startup Service for (12) Cabinets Li-Ion Battery solution | 13895
WSTRTUP-LB-13 | (1) Startup Service for (13) Cabinets Li-Ion Battery solution | 14055
WSTRTUP-LB-14 | (1) Startup Service for (14) Cabinets Li-Ion Battery solution | 15340
WSTRTUP-LB-15 | (1) Startup Service for (15) Cabinets Li-Ion Battery solution | 15965
WSTRTUP-LB-16 | (1) Startup Service for (16) Cabinets Li-Ion Battery solution | 17865
WSTRTUP-MDC-01 | Startup & Integration Service for (1) Level 1 MDC | 4215
WSTRTUP-MDC-02 | Startup & Integration Service for (1) Level 2 MDC | 4540
WSTRTUP-MDC-03 | Startup & Integration Service for (1) Level 3 MDC | 5925
WSTRTUP-MW-09 | Scheduled 5X8 Start-Up Service for Symmetra MW 400-600kW | 5325
WSTRTUP-MW-11 | Scheduled 5X8 Start-Up Service for Symmetra MW 1200-1600kW | 9290
WSTRTUP-NX-10 | Start-Up Service 5X8 for (1) Symmetra 250kW UPS, up to (2) XR Frames and PDU | 8550
WSTRTUP-NX-20 | Start-Up Service 5X8 for (1) Symmetra 500kW UPS, up to (4) XR Frames and PDU | 21345
WSTRTUP-NX-83 | Start-Up Service 5X8 for (1) External Battery Frame for Symmetra 250/500 kW | 1790
WSTRTUP-PM-30 | Start-UP Service for (1) PMM 30 to 300Amp | 1930
WSTRTUP-PM-40 | Start-UP Service for (1) PMM 400 or 500 | 2250
WSTRTUP-PM-50 | Start-Up Service for (1) Galaxy RPP 250 or 400 A | 1930
WSTRTUP-PM-60 | Start-UP Service for (1) ANRD PMM 75 - 300 kVA | 2220
WSTRTUP-PM-80 | Start-UP Service for (1) ANRD PMM 600-1200 kVA | 2605
WSTRTUP-PX-21 | Start-Up Service 5X8 for (1) Symmetra 40kW UPS and/or (1) PDU | 2415
WSTRTUP-PX-23 | Start-Up Service 5X8 for (1) External Battery Frame for Symmetra PX 40 kW | 1145
WSTRTUP-PX-31 | Start-Up Service 5X8 for (1) Symmetra 80 or 100kW frame UPS and/or (1) PDU | 2700
WSTRTUP-PX-33 | Start-Up Service 5X8 for (1) External Battery Frame for Symmetra PX 80 or 100 kW frame UPS | 1180
WSTRTUP-PX-63 | Start-Up Service 5X8 for (1) External Battery Frame for Symmetra PX 160 kW | 1765
WSTRTUP-SB-00 | 5 X 8 Power Up for Smart-UPS | 1600
WSTRTUP-SPL-00 | Smart-UPS Modular Ultra Start Up Service | 1660
WSTRTUP-SY-00 | 5 X 8 Power Up for 1P Symmetra | 2370
WSTRTUP-UF-20 | Start-up Service 5x8 for (1) CW 5-26 kW | 4050
WSTRTUP-UF-21 | Start-up Service 5x8 for CW LE Model 0600 thru 1400 | 3775
WSTRTUP-UF-22 | Start-up Service 5x8 for CW LE Model 1700 thru 2900 | 3945
WSTRTUP-UF-23 | Start-up Service 5x8 for 1 CW LE Model 3400 thru 4600 | 4050
WSTRTUP-UF-24 | Start-up Service 5x8 for 1 CW LE Model 4800 thru 5300 | 4110
WSTRTUP-UF-28 | Start-up Service 5x8 for 1 FWCV36L1 or FWCV40L1 | 3720
WSTRTUP-UF-28A | Start-up Service 5x8 for 1 FWCV36L2 or FWCV40L2 | 5950
WSTRTUP-UF-31 | Start-up Service 5x8 for 11 DX LE Model 0511 thru 0611 | 3600
WSTRTUP-UF-31A | Start-up Service 5x8 for 1 LDAV LUAV 0511 0611 | 2745
WSTRTUP-UF-31B | Start-up Service 5x8 for 1 IDAV IUAV 0511 0611 | 2745
WSTRTUP-UF-32 | Start-up Service 5x8 for 11 DX LE Model 0721 thru 1022 | 4030
WSTRTUP-UF-32A | Start-up Service 5x8 for 1 LDAV LUAV 0711 0811 | 2835
WSTRTUP-UF-32B | Start-up Service 5x8 for 1 IDAV IUAV 0811 0911 | 2835
WSTRTUP-UF-33 | Start-up Service 5x8 for 11 DX LE Model 1422 thru 1822 | 4225
WSTRTUP-UF-33A | Start-up Service 5x8 for 1 LDAV LUAV 1511 1911 | 3065
WSTRTUP-UF-33B | Start-up Service 5x8 for 1 IDAV IUAV 1511 1911 | 3065
WSTRTUP-UF-33C | Start-up Service 5x8 for 1 LDAV2422A | 3065
WSTRTUP-UF-33D | Start-up Service 5x8 for 1 LUAV2422A | 3065
WSTRTUP-UF-34 | Start-up Service 5x8 for 11 DX LE Max Model 2222 thru 3342 | 5075
WSTRTUP-UF-34A | Start-up Service 5x8 for 1 LDAV 2522 3822 | 3205
WSTRTUP-UF-34B | Start-up Service 5x8 for 1 LUAV 2522 3822 | 3205
WSTRTUP-UF-35A | Start-up Service 5x8 for 1 LDAV LUAV 1111 1311 | 2970
WSTRTUP-UF-35B | Start-up Service 5x8 for 1 IDAV IUAV 1111 1311 | 2970
WSTRTUP-UF-45 | Start-up Service for 1 DX Unisplit Ceiling or Wall Mount Unit - Model 0341 | 3825
WSTRTUP-UF-47 | Start-up Service for 1 DX Unisplit Ceiling or Wall Mount Unit - Model 0481 | 3990
WSTRTUP-UF-55C | Start-up Srvc 5x8 for 1 Air cooled Chiller Model XRAC 5622A - 6422A | 7255
WSTRTUP-UF-56C | Start-up Srvc 5x8 for 1 Air-Cool Free Cooling Chiller Model XRAF 5622A - 6422A | 7375
WSTRTUP-UF-75C | Start-up Srvc 5x8 for 1 Chiller w-freecooling Model BCEF 1103A | 5145
WSTRTUP-VL-200 | Start-Up Service 5X8 for (1) Galaxy VL 200kW UPS | 9190
WSTRTUP-VL-300 | Start-Up Service 5X8 for (1) Galaxy VL 300kW UPS | 9515
WSTRTUP-VL-400 | Start-Up Service 5X8 for (1) Galaxy VL 400kW UPS | 9850
WSTRTUP-VL-500 | Start-Up Service 5X8 for (1) Galaxy VL 500kW UPS | 10175
WSTRTUP-VM-18 | Start-Up Service for (1) GVM 160 to 181kVA UPS and Batt Frames, Single or Parallel Config | 7595
WSTRTUP-VM-24 | Start-Up Service 5X8 for (1) Galaxy VM Narrow Modular Batt Frame with up to 24 Batteries | 1430
WSTRTUP-VM-25 | Start-Up Service for (1) GVM 200 to 226kVA UPS and Batt Frames, Single or Parallel Config | 8075
WSTRTUP-VM-48 | Start-Up Service 5X8 for (1) Galaxy VM Wide Modular Batt Frame with up to 48 batteries | 1765
WSTRTUP-VS1-A15 | Start-Up Service 5X8 for (1) Galaxy VS 10 to 15kW UPS | 2205
WSTRTUP-VS1-A25 | Start-Up Service 5X8 for (1) Galaxy VS 20 to 25kW UPS | 2205
WSTRTUP-VS1-A30 | Start-Up Service 5X8 for (1) Galaxy VS 30kW UPS | 2205
WSTRTUP-VS1-A40 | Start-Up Service 5X8 for (1) Galaxy VS 40kW UPS | 2205
WSTRTUP-VS1-A50 | Start-Up Service 5X8 for (1) Galaxy VS 50kW UPS | 2205
WSTRTUP-VS2-A40 | Start-Up Service 5X8 for (1) Galaxy VS 10 to 15kW UPS | 2845
WSTRTUP-VS2-A41 | Start-Up Service 5X8 for (1) Galaxy VS 20 to 25kW UPS | 2845
WSTRTUP-VS2-A50 | Start-Up Service 5X8 for (1) Galaxy VS 30 to 50kW UPS | 2205
WSTRTUP-VS2-A60 | Start-Up Service 5X8 for (1) Galaxy VS 60kW UPS | 2205
WSTRTUP-VS2-A100 | Start-Up Service 5X8 for (1) Galaxy VS 80 to 100kW UPS | 2205
WSTRTUP-VS3-A75 | Start-Up Service 5X8 for (1) Galaxy VS 60 to 80kVA UPS | 3460
WSTRTUP-VS3-A150 | Start-Up Service 5X8 for (1) Galaxy VS 100 to 150kVA UPS | 3615
WSTRTUP-VX-50 | Start-Up Service 5X8 for (1) Galaxy VX 500 Scalable to 750kVA UPS | 9715
WSTRTUP-VX-51 | Start-Up Service 5X8 for (1) Galaxy VX 500kVA UPS | 9415
WSTRTUP-VX-52 | Start-Up Service 5X8 for (1) Galaxy VX 500kVA N+1 Redundant UPS | 10005
WSTRTUP-VX-53 | Start-Up Service 5X8 for (1) Galaxy VX 500 Scalable to 1000kVA UPS | 9415
WSTRTUP-VX-55 | Start-Up Service 5X8 for (1) Galaxy VX 500 Scalable to 1500kVA UPS | 9415
WSTRTUP-VX-62 | Start-Up Service 5X8 for (1) Galaxy VX 625kVA UPS | 10005
WSTRTUP-VX-75 | Start-Up Service 5X8 for (1) Galaxy VX 750kVA UPS | 13240
WSTRTUP-VX-78 | Start-Up Service 5X8 for (1) Galaxy VX 750 Scalable to 1250kVA UPS | 10595
WSTRTUP-VX-79 | Start-Up Service 5X8 for (1) Galaxy VX 750 Scalable to 1500kVA UPS | 10595
WSTRTUP-VX-100 | Start-Up Service 5X8 for (1) Galaxy VX 1000kVA UPS | 13535
WSTRTUP-VX-101 | Start-Up Service 5X8 for (1) Galaxy VX 1000kVA N+1 Redundant UPS | 14710
WSTRTUP-VX-102 | Start-Up Service 5X8 for (1) Galaxy VX 1000 Scalable to 1250kVA UPS | 13535
WSTRTUP-VX-120 | Start-Up Service 5X8 for (1) Galaxy VX 1250kVA UPS | 14415
WSTRTUP-VX-150 | Start-Up Service 5X8 for (1) Galaxy VX 1500kVA UPS | 15300
WTABINSTL-BM-01 | Assembly Service for (1) Batt Manager Main System Module - Includes Tab Washer Installation | 5715
WTABINSTL-BM-02 | Assembly Service for (1) Batt Manager Expansion System Module - Includes Tab Washer Installation | 6390
WUPGASSEM7-AX-00 | Scheduling Upgrade to 7X24 for (1) Existing Cooling Assembly Service | 1730
WUPGASSEM7-UG-00 | Scheduling Upgrade to 7X24 for Existing Symmetra PX or Rack Assembly Service | 420
WUPGASSEM7-UG-01 | Scheduling Upgrade to 7X24 for Existing Assembly Service for up to 40 kVA UPS, Batt Frame or Netbotz | 666
WUPGASSEM7-UG-02 | Scheduling Upgrade to 7X24 for Existing Assembly Service for 41 to 150 kVA | 1385
WUPGASSEM7-UG-03 | Scheduling Upgrade to 7X24 for Existing Assembly Service for 151 to 500 kVA | 3030
WUPGASSEM7-UG-04 | Scheduling Upgrade to 7X24 for Existing Assembly Service for 501 kVA or greater | 3330
WUPGSTRTUP7-UG-01 | Scheduling Upgrade to 7X24 for Existing Startup Service for up to 40 kVA UPS or Battery Frame | 1745
WUPGSTRTUP7-UG-02 | Scheduling Upgrade to 7X24 for Existing Startup Service for 41 to 150 kVA | 2075
WUPGSTRTUP7-UG-03 | Scheduling Upgrade to 7X24 for Existing Startup Service for 151 to 500 kVA | 3165
WUPGSTRTUP7-UG-04 | Scheduling Upgrade to 7X24 for Existing Startup Service for 501 kVA or greater | 4310
WUPGSTUP7-UF-00 | Scheduling Upgrade to 7X24 | 1055
ANC311 | CUSTOM THIRD PARTY PL311 SOLUTION | Call for Quote
MDC3Q | Custom MDC solution for level 3 customization category | Call for Quote
MDCCQ | Custom MDC solution for C series environment level 0 1 2 | Call for Quote
MDCRQ | Custom MDC solution for R series environment level 0 1 2 | Call for Quote
MDCSQ | Custom MDC solution for S series environment level 0 1 2 | Call for Quote
QMICRODC | Micro Data Center and associated parts | Call for Quote
QPFM | 3rd party production Modular Room/Other solutions | Call for Quote
QWMDC | Micro Data Center Integration Service | Call for Quote
AP5253 | APC KVM USB Cable - 6 ft (1.8 m) | 117
AP5257 | APC KVM USB Cable - 12 ft (3.6 m) | 156
AP5261 | APC KVM USB Cable - 25 ft (7.6 m) | 189
AP5263 | APC KVM Daisy-Chain Cable - 6 ft (1.8 m) | 139
AP5717 | "APC 17" Rack LCD Console" | 2050
AP5717F | "APC 17" Rack LCD Console - French" | 2110
AP5717J | "APC 17" Rack LCD Console - Japanese" | 2010
AP5717R | "APC 17" Rack LCD Console - Russian" | 2025
AP5717UK | "APC 17" Rack LCD Console - United Kingdom" | 2010
AP5719 | "APC 19" Rack LCD Console" | 2535
AP5808 | "17" Rack LCD Console with Integrated 8 Port Analog KVM Switch" | 3090
AP5816 | "17" Rack LCD Console with Integrated 16 Port Analog KVM Switch" | 3625
AP5821 | APC Integrated Rack LCD/KVM USB Cable - 6ft (1.8m) | 111
AP5822 | APC Integrated Rack LCD/KVM USB Cable - 10ft (3m) | 150
AP5823 | APC Integrated Rack LCD/KVM USB Cable - 17ft (5m) | 183
KVM0108A | APC KVM 2G, Analog, 1 Local User, 8 Ports | 787
KVM0116A | APC KVM 2G, Analog, 1 Local User, 16 ports | 1070
KVM1116R | APC KVM 2G, Digital/IP, 1 Remote/1 Local User, 16 Ports with Virtual Media - FIPS 140-2 | 1860
KVM-DVIVMCAC | APC KVM 2G, SERVER MODULE, DVI WITH VIRTUAL MEDIA AND CAC | 303
KVM-HDMIVMCAC | APC KVM 2G, SERVER MODULE, HDMI WITH VIRTUAL MEDIA AND CAC | 303
KVM-LCDMOUNT | APC KVM 2G, LCD Rear Mounting Kit | 111
KVM-PS2 | APC KVM 2G, Server Module, PS/2 | 201
KVM-PS2VM | APC KVM 2G, Server Module, PS/2 with Virtual Media | 242
KVM-USB | APC KVM 2G, Server Module, USB | 201
KVM-USBVM | APC KVM 2G, Server Module, USB with Virtual Media | 242
KVM-USBVMCAC | APC KVM 2G, Server Module, USB with Virtual Media and CAC | 280
SEKVM1024N | APC KVM Access Software 1024 Node License | 12685
0M-5366 | S/A TESTED BRKR 3P 30A PNL | 265
9788ITBTSA0200 | PME System Service Agreement for 150 200 | 24625
9788ITBTSA1000 | PME System Service Agreement for 1000 De | 41475
AP94VMACT | Data Center Expert Virtual Appliance Activation License | 3600
AP9465 | Data Center Expert Basic Appliance | 5055
AP9470 | Data Center Expert Standard Appliance | 7200
AP9475 | Data Center Expert Enterprise Appliance | 17100
AP9505I | POWER SUPPLY UNIV 24VDC OUTPUT | 175
AP9525 | Data Center Expert Perpetual License for 25 nodes | 2290
AP9613 | Dry Contact I/O SmartSlot Card | 398
AP9614 | APC Dry Contact I/O SmartSlot Card | 477
AP9620 | Legacy Communications SmartSlot Card | 231
AP9624 | UPS Interface Expander 2 | 462
AP9640 | UPS Network Management Card 3 | 538
AP9641 | UPS Network Management Card 3 with Environmental Monitoring | 846
AP9643 | UPS Network Management Card 3 with Environmental Monitoring and Modbus | 1065
AP9810 | APC Dry Contact I/O Accessory | 218
AP9811 | USB to Dry Contact Accessory for Network Management Cards | 177
AP95100 | Data Center Expert Perpetual License for 100 nodes | 7635
AP95500 | Data Center Expert Perpetual License for 500 nodes | 31475
AP951000 | Data Center Expert Perpetual License for 1000 nodes | 57740
ERWPLUS1-1Y-DIGI | Advanced 1Y Plan for EcoStruxure IT SmartConnect | 74
ERWPLUS1-3Y-DIGI | Advanced 3Y Plan for EcoStruxure IT SmartConnect | 173
ERWPLUS1-5Y-DIGI | Advanced 5Y Plan for EcoStruxure IT SmartConnect | 279
ERWPMON1-1Y-DIGI | Standard 1Y Plan for EcoStruxure IT SmartConnect | 35
ERWPMON1-3Y-DIGI | Standard 3Y Plan for EcoStruxure IT SmartConnect | 77
ERWPMON1-5Y-DIGI | Standard 5Y Plan for EcoStruxure IT SmartConnect | 156
FWENMC1P-ST1Y-DIGI | NMC3 for Easy UPS, 1-Phase - 1 Year Secure NMC Subscription​ | 60
NBPD1356 | NetBotz Rack Access Pod 175 (pod, 13.56 MHz handles, and door contacts for APC SX rack). | 2105
NBRK0250A | NetBotz Rack Monitor 250A | 945
NBSV1000 | StruxureWare Data Center Expert 15 Node NetBotz Surveillance License | 6105
NBSV1005 | StruxureWare Data Center Expert 5 Node NetBotz Surveillance License | 1780
NBSV1010 | StruxureWare Data Center Expert 10 Node NetBotz Surveillance License | 3040
NBSV1025 | StruxureWare Data Center Expert 25 Node NetBotz Surveillance License | 6930
SFITE30DTRIAL | EcoStruxure IT Expert 30 days free trial | Call for Quote
SFTWDCEVMACT-DIGI | Data Center Expert: Virtual Appliance Subscription Model | 2660
SFTWES1-DIGI | EcoStruxure IT Expert 1 Year Digital 1 node Subscription | 85
SFTWES5-DIGI | EcoStruxure IT Expert 1 Year Digital 5 node Subscription | 425
SFTWES10-DIGI | EcoStruxure IT Expert Subscription License for 10 nodes: 1 Year | 852
SFTWES10M-DIGI | EcoStruxure IT Expert Subscription License for 1000 nodes: 1 Year -billed monthly | 936
SFTWES25-DIGI | EcoStruxure IT Expert 1 Year Digital 25 node Subscription | 2130
SFTWES50-DIGI | EcoStruxure IT Expert 1 Year Digital 50 node Subscription | 4255
SFTWES53Y-DIGI | EcoStruxure IT Expert 5 Node 3 Years | 1215
SFTWES55Y-DIGI | EcoStruxure IT Expert 5 nodes 5 years | 1920
SFTWES75-DIGI | EcoStruxure IT Expert 1 Year Digital 75 node Subscription | 6380
SFTWES100-DIGI | EcoStruxure IT Expert 1 Year Digital 100 node Subscription | 8505
SFTWES100M-DIGI | EcoStruxure IT Expert 100 nodes 1 year billed monthly | 9360
SFTWES103Y-DIGI | EcoStruxure IT Expert 3 Year Digital 10 node Subscription | 2425
SFTWES105Y-DIGI | EcoStruxure IT Expert 5 Year Digital 10 node Subscription | 3840
SFTWES150-DIGI | EcoStruxure IT Expert 1 Year Digital 150 node Subscription | 9925
SFTWES150M-DIGI | EcoStruxure IT Expert 150 nodes 1 year billed monthly | 10920
SFTWES200-DIGI | EcoStruxure IT Expert 1 Year Digital 200 node Subscription | 13230
SFTWES200M-DIGI | IT Expert Monthly Billed 200nodes 1year | 14555
SFTWES250-DIGI | EcoStruxure IT Expert 250 nodes 1 year | 16540
SFTWES250M-DIGI | EcoStruxure IT Expert 250 nodes 1 year billed monthly | 18195
SFTWES253Y-DIGI | EcoStruxure IT Expert Subscription License for 25 nodes: 3 Years | 6065
SFTWES255Y-DIGI | EcoStruxure IT Expert Subscription License for 25 nodes: 5 Years | 9595
SFTWES350-DIGI | EcoStruxure IT Expert 1 Year Digital 350 node Subscription | 23155
SFTWES350M-DIGI | Recurring Monthly EcoStruxure IT Expert 350 node subscription. | 25470
SFTWES500-DIGI | EcoStruxure IT Expert 1 Year Digital 500 node Subscription | 22680
SFTWES500M-DIGI | EcoStruxure IT Expert 500 nodes 1 year billed monthly | 24950
SFTWES503Y-DIGI | EcoStruxure IT Expert Subscription License for 50 nodes: 3 Years | 12120
SFTWES505Y-DIGI | EcoStruxure IT Expert Subscription License for 50 nodes: 5 Years | 19190
SFTWES750-DIGI | EcoStruxure IT Expert 1 Year Digital 750 node Subscription | 34020
SFTWES750M-DIGI | EcoStruxure IT Expert 750 nodes 1 year billed monthly | 37425
SFTWES753Y-DIGI | EcoStruxure IT Expert Subscription License for 75 nodes: 3 Years | 18180
SFTWES755Y-DIGI | EcoStruxure IT Expert Subscription License for 75 nodes: 5 Years | 28785
SFTWES1000-DIGI | EcoStruxure IT Expert 1 Year Digital 1000 node Subscription | 45360
SFTWES1000M-DIGI | Recurring Monthly EcoStruxure IT Expert 1000 node subscription. | 49900
SFTWES1003Y-DIGI | EcoStruxure IT Expert Subscription License for 100 nodes: 3 Years | 24240
SFTWES1005Y-DIGI | EcoStruxure IT Expert Subscription License for 100 nodes: 5 Years | 38380
SFTWES1250-DIGI | EcoStruxure IT Expert 1 Year Digital 1250 node Subscription | 56700
SFTWES1250M-DIGI | EcoStruxure IT Expert 1250 nodes 1 year billed monthly | 62370
SFTWES1500-DIGI | EcoStruxure IT Expert 1500 nodes 1 year | 68040
SFTWES1500M-DIGI | IT Expert Monthly Billed 1500nodes 1year | 74845
SFTWES1503Y-DIGI | EcoStruxure IT Expert Subscription License for 150 nodes: 3 Years | 28280
SFTWES1505Y-DIGI | EcoStruxure IT Expert Subscription License for 150 nodes: 5 Years | 44775
SFTWES2003Y-DIGI | EcoStruxure IT Expert Subscription License for 200 nodes: 3 Years | 37710
SFTWES2005Y-DIGI | EcoStruxure IT Expert Subscription License for 200 nodes: 5 Years | 59705
SFTWES2503Y-DIGI | EcoStruxure IT Expert Subscription License for 250 nodes: 3 Years | 47135
SFTWES2505Y-DIGI | EcoStruxure IT Expert Subscription License for 250 nodes: 5 Years | 74630
SFTWES3503Y-DIGI | EcoStruxure IT Expert Subscription License for 350 nodes: 3 Years | 65985
SFTWES3505Y-DIGI | EcoStruxure IT Expert Subscription License for 350 nodes: 5 Years | 104480
SFTWES5003Y-DIGI | EcoStruxure IT Expert Subscription License for 500 nodes: 3 Years | 64640
SFTWES5005Y-DIGI | EcoStruxure IT Expert Subscription License for 500 nodes: 5 Years | 102345
SFTWES7503Y-DIGI | EcoStruxure IT Expert Subscription License for 750 nodes: 3 Years | 96960
SFTWES7505Y-DIGI | EcoStruxure IT Expert Subscription License for 750 nodes: 5 Years | 153515
SFTWES10003Y-DIGI | EcoStruxure IT Expert Subscription License for 1000 nodes: 3 Years | 129280
SFTWES10005Y-DIGI | EcoStruxure IT Expert Subscription License for 1000 nodes: 5 Years | 204690
SFTWES12503Y-DIGI | EcoStruxure IT Expert Subscription License for 1250 nodes: 3 Years | 161595
SFTWES12505Y-DIGI | EcoStruxure IT Expert Subscription License for 1250 nodes: 5 Years | 255860
SFTWES15003Y-DIGI | EcoStruxure IT Expert Subscription License for 1500 nodes: 3 Years | 193915
SFTWES15005Y-DIGI | EcoStruxure IT Expert Subscription License for 1500 nodes: 5 Years | 307035
SFTWESCSTM-DIGI | EcoStruxure IT Expert Enterprise Subscription License: 1 Year | Call for Quote
SFTWIF25N-DIGI | Data Center Expert 25 Node License | 727
SFTWIF100N-DIGI | Data Center Expert 100 Node License | 2430
SWDCE5NIF-DIGI | Data Center Expert Perpetual License for 5 Nodes | 575
SWITE1YR-DIGI | EcoStruxure IT Expert 1 Year Digital Subscription | 85
SWITE3YR-DIGI | EcoStruxure IT Expert 3 Year Digital Subscription | 242
SWITE5YR-DIGI | EcoStruxure IT Expert 5 Year Digital Subscription | 382
SWNMC3PDU-3Y-DIGI | NMC3 for 1-Ph rPDU - 3 Year Secure NMC Subscription​​ | 114
SWNMC3PDU-5Y-DIGI | NMC3 for 1-Ph rPDU - 5 Year Secure NMC Subscription​ | 180
SWNMC3PDU-6Y-DIGI | NMC3 for 1-Ph rPDU - 6 Year Secure NMC Subscription​ | 216
SWNMC3SU-1Y-DIGI | NMC3 for Smart-UPS & 1-Ph Symmetra - 1 Year Secure NMC Subscription​ | 76
SWNMC3SU-3Y-DIGI | NMC3 for Smart-UPS & 1-Ph Symmetra - 3 Year Secure NMC Subscription​ | 216
SWNMC3SU-5Y-DIGI | NMC3 for Smart-UPS & 1-Ph Symmetra - 5 Year Secure NMC Subscription​ | 341
SWNMC3SU-6Y-DIGI | NMC3 for Smart-UPS & 1-Ph Symmetra - 6 Year Secure NMC Subscription​ | 409
WDCE1M25N-DIGI | Data Center Expert: 1 Month 25 Node Support | 42
WDCE1M100N-DIGI | Data Center Expert: 1 Month 100 Node Support | 123
WIF1YRENT-DIGI | Data Center Expert: Annual Infrastructure Enterprise License Support | Call for Quote
WMS1M25N | 1 Month 25 Node StruxureWare Data Center Expert Software Support Contract | 40
WMS1M100N | 1 Month 100 Node StruxureWare Data Center Expert Software Support Contract | 129
WMS1M500N | 1 Month 500 Node StruxureWare Data Center Expert Software Support Contract | 495
WMS1MBASIC | 1 Month StruxureWare Data Center Expert Basic Software Support Contract | 33
WMS1MBASIC-DIGI | Data Center Expert: 1 Month Basic Software Support | 33
WMS1MOVM | 1 Month StruxureWare Data Center Expert Virtual Machine Software Support Contract | 39
WMS1YR5N | 1 Year 5 Node StruxureWare Data Center Expert Software Support Contract | 148
WMS1YR100N | 1 Year 100 Node StruxureWare Data Center Expert Software Support Contract | 1480
WMS1YRISXCU | 1 Year StruxureWare Data Center Expert Software Support Contract, Enterprise Licenses | 0.1
WMS3YR5N | 3 Year 5 Node StruxureWare Data Center Expert Software Support Contract | 353
WMS3YROVM-DIGI | Data Center Expert: 3 Year Virtual Software Support | 899
AP9625 | APC 2-Post Mounting Kit for Smart-UPS and Symmetra | 389
APCRBC173-LI | APC Lithium Ion Replacement Battery Cartridge #173 LI | 2135
CSH2 | APC Smart-UPS Charge Mobile Battery for Microsoft Surface Hub 2S | 3215
EPW9 | World Wide Emergency Power Off Nine Circuit System | 1310
RBC67 | IBM UPS 6000 VA Replacement Battery Cartridge XiV Long Life 98Y8096 | 1215
SC450RMI1U | APC Smart-UPS SC 450VA 230V - 1U Rackmount/Tower | 562
SC500RM1U | APC Smart-UPS SC 500VA 120V - 1U Rackmount | 577
SC620I | APC Smart-UPS SC 620VA 230V | 512
SCL500RM1U | APC Smart-UPS Lithium-Ion, Short Depth 500VA, 120V | 721
SCL500RM1UC | APC Smart-UPS C Lithium Ion, Short Depth 500VA, 120V with SmartConnect | 721
SCL500RM1UCUS | APC Smart-UPS Lithium Ion 500VA Short Depth RM 120V SmartConnect TAA-Compliant | 757
SCL500RM1UNC | APC Smart-UPS C Lithium Ion, Short Depth 500VA, 120V with Network Management Card | 1585
SCL500RMI1UC | APC Smart-UPS C Lithium Ion, Short Depth 500VA, 230V with SmartConnect | 909
SMC1000-2UC | APC Smart-UPS C 1000VA LCD RM 2U 120V with SmartConnect | 1015
SMC1000C | APC Smart-UPS C 1000VA LCD 120V with SmartConnect | 688
SMC1500-2UC | APC Smart-UPS C 1500VA LCD RM 2U 120V with SmartConnect | 1280
SMC1500C | APC Smart-UPS C 1500VA LCD 120V with SmartConnect | 899
SMT500J | APC Smart-UPS 500VA LCD 100V | 1085
SMT750C | APC Smart-UPS 750VA LCD 120V with SmartConnect | 701
SMT750CUS | APC Smart-UPS 750VA LCD 120V with SmartConnect TAA-Compliant | 877
SMT750I | APC Smart-UPS 750VA LCD 230V | 843
SMT750J | APC Smart-UPS 750VA LCD 100V | 1330
SMT750RM1U | APC Smart-UPS 750VA LCD 120V 1U Rackmount | 1105
SMT750RM2UC | APC Smart-UPS 750VA LCD RM 2U 120V with SmartConnect | 928
SMT750RM2UCNC | APC Smart-UPS 750VA LCD RM 2U 120V with SmartConnect Port and Network Card | 1670
SMT750RMI2UNC | APC Smart-UPS 750VA LCD RM 2U 230V with Network Card | 2175
SMT750X93 | APC Smart-UPS 750VA 120V Shipboard | 1485
SMT1000C | APC Smart-UPS 1000VA LCD 120V with SmartConnect | 836
SMT1000CUS | APC Smart-UPS 1000VA LCD 120V with SmartConnect TAA-Compliant | 1205
SMT1000J | APC Smart-UPS 1000VA LCD 100V | 1355
SMT1000RM1U | APC Smart-UPS 1000VA LCD 120V 1U Rackmount | 1245
SMT1000RM2UC | APC Smart-UPS 1000VA LCD RM 2U 120V with SmartConnect | 1060
SMT1000RMI2U | APC Smart-UPS 1000VA LCD RM 2U 230V | 1425
SMT1500C | APC Smart-UPS 1500VA LCD 120V with SmartConnect | 1030
SMT1500CNC | APC Smart-UPS 1500VA LCD 120V with SmartConnect Port and Network Card | 1865
SMT1500CUS | APC Smart-UPS 1500VA LCD 120V with SmartConnect TAA-Compliant | 1610
SMT1500I | APC Smart-UPS 1500VA LCD 230V | 1445
SMT1500J | APC Smart-UPS 1500VA LCD 100V | 1750
SMT1500RM1UC | APC Smart-UPS with SmartConnect 1500VA RM 1U 120V | 1880
SMT1500RM2UC | APC Smart-UPS 1500VA LCD RM 2U 120V with SmartConnect | 1420
SMT1500RM2UCNC | APC Smart-UPS 1500VA LCD RM 2U 120V with SmartConnect Port and Network Card | 2250
SMT1500RM2UCNCUS | APC Smart-UPS 1500VA LCD RM 2U 120V SmartConnect and Network Card TAA-Compliant | 2365
SMT1500RM2UCUS | APC Smart-UPS 1500VA LCD RM 2U 120V with SmartConnect TAA-Compliant | 2010
SMT1500RMI1U | APC Smart-UPS 1500VA LCD RM 1U 230V | 2205
SMT1500RMI2U | APC Smart-UPS 1500VA LCD RM 2U 230V | 1915
SMT1500RMI2UC | APC Smart-UPS 1500VA LCD RM 2U 230V with SmartConnect | 1575
SMT1500RMI2UNC | APC Smart-UPS 1500VA LCD RM 2U 230V with Network Card | 2875
SMT1500RMJ2U | APC Smart-UPS 1500VA LCD RM 2U 100V | 1940
SMT1500RMX93 | APC Smart -UPS 1500VA RM 2U 120V Shipboard | 2345
SMT1500X93 | APC Smart-UPS 1500VA 120V Shipboard | 2190
SMT2200C | APC Smart-UPS 2200VA LCD 120V with SmartConnect | 2060
SMT2200CUS | APC Smart-UPS 2200VA LCD 120V with SmartConnect TAA-Compliant | 2540
SMT2200IC | APC Smart-UPS 2200VA LCD 230V with SmartConnect | 2590
SMT2200J | APC Smart-UPS 2200VA LCD 100V | 2815
SMT2200R2X658 | APC Smart-UPS 2200VA LCD RM 2U 120V with Network Card and 2 Post Rack Kit | 2600
SMT2200RM2U | APC Smart-UPS 2200VA LCD RM 2U 120V | 2165
SMT2200RM2UC | APC Smart-UPS 2200VA LCD RM 2U 120V with SmartConnect | 2705
SMT2200RM2UCUS | APC Smart-UPS 2200VA LCD RM 2U 120V with SmartConnect TAA-Compliant | 2840
SMT2200RM2UNC | APC Smart-UPS 2200VA LCD RM 2U 120V with Network Card | 3820
SMT2200RM2UNCUS | APC Smart-UPS 2200VA LCD RM 2U 120V SmartConnect and Network Card TAA-Compliant | 4015
SMT2200RMI2UNC | APC Smart-UPS 2200VA LCD RM 2U 230V with Network Card | 5075
SMT2200RMUS | APC Smart-UPS 2200VA LCD RM 2U 120V TAA | 3120
SMT2200US | APC Smart-UPS 2200VA LCD 120V TAA | 2540
SMT3000C | APC Smart-UPS 3000VA LCD 120V with SmartConnect | 2930
SMT3000CUS | APC Smart-UPS 3000VA LCD 120V with SmartConnect TAA-Compliant | 3080
SMT3000RM2U | APC Smart-UPS 3000VA LCD RM 2U 120V | 2525
SMT3000RM2UC | APC Smart-UPS 3000VA LCD RM 2U 120V with SmartConnect | 3155
SMT3000RM2UCUS | APC Smart-UPS 3000VA LCD RM 2U 120V with SmartConnect TAA-Compliant | 3315
SMT3000RM2UNC | APC Smart-UPS 3000VA LCD RM 2U 120V with Network Card | 3425
SMT3000RM2UNCUS | APC Smart-UPS 3000VA LCD RM 2U 120V SmartConnect and Network Card TAA-Compliant | 3595
SMT3000RMI2U | APC Smart-UPS 3000VA LCD RM 2U 230V | 6130
SMT3000RMI2UNC | APC Smart-UPS 3000VA LCD RM 2U 230V with Network Card | 5130
SMT3000RMJ2U | APC Smart-UPS 3000VA RM 2U LCD 100V | 4290
SMT3000RMT2U | APC Smart-UPS 3000VA RM 2U LCD 208V | 3960
SMT3000RMUS | APC Smart-UPS 3000VA LCD RM 2U 120V TAA | 3815
SMTL2K2RM2UCL | APC Smart-UPS, Lithium-Ion, 2200VA, 120V with SmartConnect Port and L5-20R | 5070
SMTL2K2RM2UCLNC | APC Smart-UPS, Lithium-Ion, 2200VA, 120V with SmartConnect Port, Network Card and L5-20R | 5995
SMTL2USF | Stabilizing Feet for SMTL 1000/750VA | 22.25
SMTL3KRM2UCL | APC Smart-UPS, Lithium-Ion, 3000VA, 120V with SmartConnect Port and L5-30R | 5775
SMTL3KRM2UCLNC | APC Smart-UPS, Lithium-Ion, 3000VA, 120V with SmartConnect Port, Network Card and L5-30R | 6700
SMTL3USF | Stabilizing Feet for SMTL 1500VA | 27
SMTL750RM2UC | APC Smart-UPS Lithium Ion, Short Depth 750VA, 120V with SmartConnect | 1810
SMTL750RM2UCNC | APC Smart-UPS, Lithium-Ion, Short Depth 750VA, 120V with SmartConnect Port and Network Management | 2740
SMTL750RM2UCUS | APC Smart-UPS Lithium Ion 750VA Short Depth RM 120V SmartConnect TAA-Compliant | 1900
SMTL1000RM2UC | APC Smart-UPS Lithium Ion, Short Depth 1000VA, 120V with SmartConnect | 2720
SMTL1000RM2UCNC | APC Smart-UPS, Lithium-Ion, Short Depth 1000VA, 120V with SmartConnect Port and Network Management | 3650
SMTL1000RM2UCUS | APC Smart-UPS Lithium Ion 1000VA Short Depth RM 120V SmartConnect TAA-Compliant | 2860
SMTL1500RM3UC | APC Smart-UPS Lithium Ion, Short Depth 1500VA, 120V with SmartConnect | 3310
SMTL1500RM3UCNC | APC Smart-UPS, Lithium-Ion, Short Depth 1500VA, 120V with SmartConnect Port and Network Management | 4235
SMTL1500RM3UCUS | APC Smart-UPS Lithium Ion 1500VA Short Depth RM 120V SmartConnect TAA-Compliant | 3475
SMTL2200RM2UC | APC Smart-UPS, Lithium-Ion, 2200VA, 120V with SmartConnect Port | 5035
SMTL2200RM2UCNC | APC Smart-UPS, Lithium-Ion, 2200VA, 120V with SmartConnect Port and Network Card | 5995
SMTL2200RM2UCNCUS | APC Smart-UPS Lithium Ion 22000VA RM 120V SmartConnect NetworkCard TAA-Compliant | 6295
SMTL2200RM2UCUS | APC Smart-UPS Lithium Ion 22000VA RM 120V SmartConnect TAA-Compliant | 5285
SMTL3000RM2UC | APC Smart-UPS, Lithium-Ion, 3000VA, 120V with SmartConnect Port | 5765
SMTL3000RM2UCNC | APC Smart-UPS, Lithium-Ion, 3000VA, 120V with SmartConnect Port and Network Card | 6720
SMTL3000RM2UCNCUS | APC Smart-UPS Lithium Ion 3000VA RM 120V SmartConnect NetworkCard TAA-Compliant | 7060
SMTL3000RM2UCUS | APC Smart-UPS Lithium Ion 3000VA RM 120V SmartConnect TAA-Compliant | 6050
SMX2KR2UNCX145 | APC SMART-UPS X 2000VA RACK/TOWER LCD 100-127V WITH NETWORK CARD & 10FT INPUT CORD & NEMA 5-20P | 3145
SMX2KR2UX145 | APC Smart-UPS X 2000VA Rack/Tower LCD 100-127V with 10 FT Input Cord | 2835
SMX2KRMLVNCUS | APC Smart-UPS X 2000VA Rack/Tower LCD 100-127V with Network Card TAA | 4405
SMX3KR2UNCX145 | APC Smart-UPS X 3000VA Rack/Tower LCD 100-127V with Network Card & 10 FT Input Cord | 3985
SMX3KRMLVNCUS | APC Smart-UPS X 3000VA Rack/Tower LCD 100-127V with Network Card TAA | 5130
SMX48RMBP2U | APC Smart-UPS X-Series 48V External Battery Pack Rack/Tower | 1175
SMX48RMBP2US | APC Smart-UPS X-Series 48V External Battery Pack Rack/Tower TAA | 1220
SMX039-2 | APC Smart-UPS X 48V Battery Extension Cable | 188
SMX040 | APC Smart-UPS X 120V Battery Pack Extension Cable | 217
SMX120BP | APC Smart-UPS X 120V Short Depth External Battery Pack Tower/Rack Convertible | 1460
SMX120RMBP2U | APC Smart-UPS X 120V External Battery Pack Rack/Tower | 1855
SMX750C | APC Smart-UPS X 750VA Rack/Tower LCD 120V with SmartConnect | 1090
SMX750CNC | APC Smart-UPS X 750VA Rack/Tower LCD 120V with Network Card and SmartConnect | 2060
SMX750CUS | APC Smart-UPS X 750VA Rack/Tower LCD 120V with SmartConnect TAA-Compliant | 1400
SMX750I | APC Smart-UPS X 750VA Rack/Tower LCD 230V | 1265
SMX750INC | APC Smart-UPS X 750VA Rack/TowerR LCD 230V with Networking Card | 2260
SMX1000C | APC Smart-UPS X 1000VA Rack/Tower LCD 120V with SmartConnect | 1220
SMX1000CNC | APC Smart-UPS X 1000VA Tower/Rack 120V with Network Card and SmartConnect | 2280
SMX1000CUS | APC Smart-UPS X 1000VA Rack/Tower LCD 120V with SmartConnect TAA-Compliant | 1575
SMX1000I | APC Smart-UPS X 1000VA Rack/Tower LCD 230V | 1585
SMX1500RM2UC | APC Smart-UPS X 1500VA Rack/Tower LCD 120V with SmartConnect | 1640
SMX1500RM2UCNC | APC Smart-UPS X 1500VA Rack/Tower LCD 120V with Network Card and SmartConnect | 2520
SMX1500RM2UCNCUS | APC Smart-UPS X 1500VA Rack/Tower LCD 120V with Network Card & SmartConnect TAA-Compliant | 3305
SMX1500RM2UCUS | APC Smart-UPS X 1500VA Rack/Tower LCD 120V with SmartConnect TAA-Compliant | 2300
SMX1500RMI2U | APC Smart-UPS X 1500VA Rack/Tower LCD 230V | 2185
SMX1500RMI2UNC | APC Smart-UPS X 1500VA Rack/Tower LCD 230V with Network Card | 3175
SMX2000LV | APC Smart-UPS X 2000VA Short Depth Tower/Rack Convertible LCD 100-127V | 2790
SMX2000LVNC | APC Smart-UPS X 2000VA Short Depth Tower/Rack Convertible LCD 100-127V with Network Card | 3830
SMX2000LVNCUS | APC Smart-UPS X 2000VA Short Depth Tower/Rack Convertible LCD 100-127V with Network Card TAA | 4105
SMX2000LVUS | APC Smart-UPS X 2000VA Short Depth Tower/Rack Convertible LCD 100-127V TAA | 3065
SMX2000RMLV2U | APC Smart-UPS X 2000VA Rack/Tower LCD 100-127V | 3160
SMX2000RMLV2U-US | APC Smart-UPS X 2000VA Rack/Tower 100-127V TAA-Compliant | 3320
SMX2000RMLV2UNC | APC Smart-UPS X 2000VA Rack/Tower LCD 100-127V with Network Card | 4200
SMX2200HV | APC Smart-UPS X 2200VA Short Depth Tower/Rack Convertible LCD 200-240V | 3395
SMX2200HVNC | APC Smart-UPS X 2200VA Short Depth Tower/Rack Convertible LCD 200-240V with Network Card | 4370
SMX2200R2HVNC | APC Smart-UPS X 2200VA Rack/Tower LCD 200-240V with Network Card | 4875
SMX2200RMHV2U | APC Smart-UPS X 2200VA Rack/Tower LCD 200-240V | 3835
SMX2200RMLV2U | APC Smart-UPS X 2200VA Rack/Tower LCD 100-127V | 3105
SMX2200RMLVUS | APC Smart-UPS X 2200VA Rack/Tower LCD 100-127V TAA | 3365
SMX3000HV | APC Smart-UPS X 3000VA Short Depth Tower/Rack Convertible LCD 200-240V | 4250
SMX3000HVNC | APC Smart-UPS X 3000VA Short Depth Tower/Rack Convertible LCD 200-240V with Network Card | 5290
SMX3000HVT | APC Smart-UPS X 3000VA Short Depth Tower/Rack Convertible LCD 208V | 3765
SMX3000HVTUS | APC Smart-UPS X 3000VA Short Depth Tower/Rack Convertible LCD 208V TAA | 4085
SMX3000LV | APC Smart-UPS X 3000VA Short Depth Tower/Rack Convertible LCD 100-127V | 3400
SMX3000LVNC | APC Smart-UPS X 3000VA Short Depth Tower/Rack Convertible LCD 100-127V with Network Card | 4440
SMX3000LVNCUS | APC Smart-UPS X 3000VA Short Depth Tower/Rack Convertible LCD 100-127V with Network Card TAA | 4660
SMX3000LVUS | APC Smart-UPS X 3000VA Short Depth Tower/Rack Convertible LCD 100-127V TAA | 3620
SMX3000RMHV2U | APC Smart-UPS X 3000VA Rack/Tower LCD 200-240V | 4635
SMX3000RMHV2U-US | APC Smart-UPS X 3000VA Rack/Tower 200-240V TAA-Compliant | 4865
SMX3000RMHV2UNC | APC Smart-UPS X 3000VA Rack/Tower LCD 200-240V with Network Card | 5675
SMX3000RMLV2U | APC Smart-UPS X 3000VA Rack/Tower LCD 100-127V | 3750
SMX3000RMLV2UNC | APC Smart-UPS X 3000VA Rack/Tower LCD 100-127V with Network Card | 4790
SMX3000RMLVUS | APC Smart-UPS X 3000VA Rack/Tower LCD 100-127V TAA | 4090
SMX3000RMX93 | APC Smart-UPS 3000VA RM 4U 120V Shipboard | 6250
SPNRE-1 | ENGINEERING SERVICES LEVEL 1 | 2640
SRT2K2RXLNX145 | APC SMART-UPS SRT 2200VA RM 120V Network Card With 10FT Input Cord | 4415
SRT5KRMTF | APC Smart-UPS 5kVA 2U RM Step-Down Transformer | 1330
SRT5KRMXLI | APC Smart-UPS SRT 5000VA RM 230V | 10375
SRT5KRMXLT | APC Smart-UPS SRT 5000VA RM 208V | 10225
SRT5KRMXLT-5KTF | APC Smart-UPS SRT 5000VA RM 208V to 120V 2U Step-Down Transformer | 11365
SRT5KRMXLT-5KTF-A | 5kVA, Rackmount 5U, 208V, 12 5-20R+2 L6-20R+2 L6-30R NEMA, W/ rail kit, W/ transformer | 11935
SRT5KRMXLT-A | 5.4kVA, Rackmount 3U, 208V, 2x L6-20R+2x L6-30R NEMA outlets, Extended runtime, W/ rail kit | 10725
SRT5KRMXLT-IEC | APC Smart-UPS SRT 5000VA RM 208V IEC | 10225
SRT5KRMXLTUS | APC Smart-UPS SRT 5000VA RM 208V TAA | 10515
SRT5KRMXLW-HW | APC Smart-UPS SRT 5000VA RM 208/230V HW | 10495
SRT5KTF | APC Smart-UPS SRT 5kVA Tower Isolation/Step-Down Transformer | 1580
SRT5KXLI | APC Smart-UPS SRT 5000VA 230V | 9950
SRT5KXLT | APC Smart-UPS SRT 5000VA 208V | 9615
SRT5KXLT-5KTF | APC Smart-UPS SRT 5000VA with 208/240V to 120V Step-Down Transformer | 11175
SRT5KXLT-IEC | APC Smart-UPS SRT 5000VA 208V IEC | 9950
SRT5KXLTUS | APC Smart-UPS SRT 5000VA RM 208V TAA | 10230
SRT6KRMXLI | APC Smart-UPS SRT 6000VA RM 230V | 11560
SRT6KRMXLT | APC Smart-UPS SRT 6000VA RM 208V | 11700
SRT6KRMXLT-5KTF | APC Smart-UPS SRT 6000VA RM with 208V to 120V 2U Step-Down Transformer | 12610
SRT6KRMXLT-A | 6kVA/6kW, Rackmount 4U, 208V, 2x L6-20R+3x L6-30R NEMA outlets, Extended runtime, W/ rail kit | 12285
SRT6KRMXLT-IEC | APC Smart-UPS SRT 6000VA RM 208V IEC | 12105
SRT6KXLI | APC Smart-UPS SRT 6000VA 230V | 11145
SRT6KXLT | APC Smart-UPS SRT 6000VA 208V | 11045
SRT6KXLT-5KTF | APC Smart-UPS SRT 6000VA with 208/240V to 120V Step-Down Transformer | 12900
SRT6KXLT-IEC | APC Smart-UPS SRT 6000VA 208V IEC | 11710
SRT6KXLTUS | APC Smart-UPS SRT 6000VA 208V TAA | 11635
SRT8KRMXLI | APC Smart-UPS SRT 8000VA RM 230V | 14975
SRT8KRMXLT | APC Smart-UPS SRT 8000VA RM 208V | 13785
SRT8KRMXLT30 | APC Smart-UPS SRT 8000VA RM 208V L630 | 14570
SRT8KRMXLT-5KTF | APC Smart-UPS SRT 8kVA RM with 208V to 120V 2U Step-Down Transformer | 15030
SRT8KRMXLT-A | 8kVA/8kW, Rackmount 6U, 208V, 4x L6-20R+2x L6-30R NEMA outlets, Extended runtime, W/ rail kit | 14475
SRT8KRMXLT-IEC | APC Smart-UPS SRT 8000VA RM 208V IEC | 14090
SRT8KXLI | APC Smart-UPS SRT 8000VA 230V | 13815
SRT8KXLT | APC Smart-UPS SRT 8000VA 208V | 13150
SRT8KXLT30 | APC Smart-UPS SRT 8000VA 208V L630 | 14220
SRT8KXLT-5KTF | APC Smart-UPS SRT 8000VA with 208/240V to 120V Step-Down Transformer | 15110
SRT8KXLT-IEC | APC Smart-UPS SRT 8000VA 208V IEC | 13580
SRT8KXLTUS | APC Smart-UPS SRT 8000VA 208V TAA | 13880
SRT10KRMTF | APC Smart-UPS SRT 10kVA 4U RM Step-Down Transformer | 3700
SRT10KRMXLI | APC Smart-UPS SRT 10000VA RM 230V | 16075
SRT10KRMXLT | APC Smart-UPS SRT 10000VA RM 208V | 15985
SRT10KRMXLT30 | APC Smart-UPS SRT 10000VA RM 208V L630 | 16685
SRT10KRMXLT-5KTF2 | APC Smart-UPS SRT 10kVA RM with two 208V to 120V 2U 5kVA Step-Down Transformers | 18815
SRT10KRMXLT-10KTF | APC Smart-UPS SRT 10kVA RM with 208/240V to 120V 10kVA Step-Down Transformer | 19080
SRT10KRMXLT-A | 10kVA/10kW, Rackmount 6U, 208V, 4x L6-20R+2x L6-30R NEMA outlets, Extended runtime, W/ rail kit | 16780
SRT10KRMXLT-IEC | APC Smart-UPS SRT 10000VA RM 208V IEC | 16430
SRT10KRMXLTUS | APC Smart-UPS SRT 10000VA RM 208V TAA-Compliant | 16780
SRT10KXLI | APC Smart-UPS SRT 10000VA 230V | 15400
SRT10KXLT | APC Smart-UPS SRT 10000VA 208V | 15510
SRT10KXLT30 | APC Smart-UPS SRT 10000VA 208V L630 | 16455
SRT10KXLT-5KTF2 | APC Smart-UPS SRT 10kVA with two 208/240V to 120V 5kVA Step-Down Transformers | 18805
SRT10KXLT-IEC | APC Smart-UPS SRT 10000VA 208V IEC | 15395
SRT10KXLTUS | APC Smart-UPS SRT 10000VA 208V TAA | 16760
SRT48BP | APC Smart-UPS SRT 48V 1kVA 1.5kVA Battery Pack | 1280
SRT48RMBP | APC Smart-UPS SRT 48V 1kVA 1.5kVA RM Battery Pack | 1640
SRT72BP | APC Smart-UPS SRT 72V 2.2kVA Battery Pack | 1280
SRT72RMBP | APC Smart-UPS SRT 72V 2.2kVA RM Battery Pack | 1645
SRT72RMBPUS | APC Smart-UPS SRT 72V 2.2kVA RM Battery Pack TAA | 1740
SRT96BP | APC Smart-UPS SRT 96V 3kVA Battery Pack | 2085
SRT96RMBP | APC Smart-UPS SRT 96V 3kVA RM Battery Pack | 2420
SRT96RMBPUS | APC Smart-UPS SRT 96V 3kVA RM Battery Pack TAA | 2560
SRT001 | APC Smart-UPS SRT 5kVA Output HW Kit | 412
SRT002 | APC Smart-UPS SRT 15ft Extension Cable for 192VDC External Battery Packs 5/6kVA UPS | 713
SRT003 | APC Smart-UPS SRT 15ft Extension Cable for 192VDC External Battery Packs 8/10kVA UPS | 684
SRT004 | APC Smart-UPS SRT 5kVA PDU 208V (4) L6-20 | 424
SRT005 | APC Smart-UPS SRT 6kVA PDU 208V (4) L6-20 & (1) L6-30 | 805
SRT008 | APC Smart-UPS SRT 8kVA/10kVA PDU, 208V (6) L6-30 | 672
SRT009 | APC Smart-UPS SRT 15ft Extension Cable for 72VDC External Battery Packs 2200VA UPS | 655
SRT010 | APC Smart-UPS SRT 15ft Extension Cable for 96VDC External Battery Packs 3000VA UPS | 437
SRT011 | APC Smart-UPS SRT 3000VA PDU 208V (3) L6-30 | 613
SRT012 | APC Smart-UPS SRT 2200VA/3000VA Input/Output Hardwire Kit | 413
SRT013 | APC Smart-UPS SRT 15ft Extension Cable for 48VDC External Battery Packs | 273
SRT192BP | APC Smart-UPS SRT 192V 5kVA and 6kVA Battery Pack | 2325
SRT192BP2 | APC Smart-UPS SRT 192V 8kVA and 10kVA Battery Pack | 2405
SRT192BP2US | APC Smart-UPS SRT 192V 8kVA and 10kVA Battery Pack TAA | 2640
SRT192BPJ | APC Smart-UPS SRT 192V 5kVA Japan | 2705
SRT192BPUS | APC Smart-UPS SRT 192V 5kVA and 6kVA Battery Pack TAA | 2550
SRT192RMBP | APC Smart-UPS SRT 192V 5kVA and 6kVA RM Battery Pack | 2650
SRT192RMBP2 | APC Smart-UPS SRT 192V 8 and 10kVA RM Battery Pack | 2830
SRT192RMBP2US | APC Smart-UPS SRT 192V 8kVA and 10kVA RM Battery Pack TAA | 2910
SRT192RMBPUS | APC Smart-UPS SRT 192V 5kVA and 6kVA RM Battery Pack TAA | 2730
SRT1000RMXLA | APC Smart-UPS SRT 1000VA RM 120V | 1770
SRT1000RMXLA-NC | APC Smart-UPS SRT 1000VA RM 120V Network Card | 2625
SRT1000RMXLA-NCUS | APC Smart-UPS SRT 1000VA LCD RM 120V with Network Card TAA-Compliant | 2755
SRT1000XLA | APC Smart-UPS SRT 1000VA 120V | 1585
SRT1500RMXLA | APC Smart-UPS SRT 1500VA RM 120V | 2505
SRT1500RMXLA-NC | APC Smart-UPS SRT 1500VA RM 120V Network Card | 3410
SRT1500RMXLA-NCUS | APC Smart-UPS SRT 1500VA LCD RM 120V with Network Card TAA-Compliant | 3580
SRT1500RMXLAUS | APC Smart-UPS SRT 1500VA LCD RM 120V TAA-Compliant | 2630
SRT1500XLA | APC Smart-UPS SRT 1500VA 120V | 2160
SRT2200RMXLA | APC Smart-UPS SRT 2200VA RM 120V | 3205
SRT2200RMXLA-NC | APC Smart-UPS SRT 2200VA RM 120V Network Card | 3905
SRT2200RMXLA-NCUS | APC Smart-UPS SRT 2200VA LCD RM 120V with Network Card TAA-Compliant | 4100
SRT2200RMXLAUS | APC Smart-UPS SRT 2200VA 120V TAA | 3835
SRT2200RMXLI | APC Smart-UPS SRT 2200VA RM 230V | 3720
SRT2200RMXLI-NC | APC Smart-UPS SRT 2200VA RM 230V Network Card | 4445
SRT2200XLA | APC Smart-UPS SRT 2200VA 120V | 2795
SRT2200XLI | APC Smart-UPS SRT 2200VA 230V | 3440
SRT3000RMXLA | APC Smart-UPS SRT 3000VA RM 120V | 6080
SRT3000RMXLA-NC | APC Smart-UPS SRT 3000VA RM 120V Network Card | 7160
SRT3000RMXLA-NCUS | APC Smart-UPS SRT 3000VA LCD RM 120V with Network Card TAA-Compliant | 7520
SRT3000RMXLAUS | APC Smart-UPS SRT 3000VA LCD RM 120V TAA-Compliant | 6380
SRT3000RMXLI | APC Smart-UPS SRT 3000VA RM 230V | 6360
SRT3000RMXLI-NC | APC Smart-UPS SRT 3000VA RM 230V Network Card | 6985
SRT3000RMXLT | APC Smart-UPS SRT 3000VA RM 208V | 5890
SRT3000RMXLT-5KTF | APC Smart-UPS SRT 3000VA RM 208V to 120V 2U Step-Down Transformer | 7520
SRT3000RMXLT-NC | APC Smart-UPS SRT 3000VA RM 208V Network Card | 7170
SRT3000RMXLT-NCUS | APC Smart-UPS SRT 3000VA LCD RM 208V with Network Card TAA-Compliant | 7530
SRT3000RMXLTUS | APC Smart-UPS SRT 3000VA LCD RM 208V TAA-Compliant | 6185
SRT3000RMXLW-IEC | APC Smart-UPS SRT 3000VA RM 208/230V IEC | 6305
SRT3000XLA | APC Smart-UPS SRT 3000VA 120V | 5765
SRT3000XLAUS | APC Smart-UPS SRT 3000VA 120V TAA | 6335
SRT3000XLI | APC Smart-UPS SRT 3000VA 230V | 5905
SRT3000XLT | APC Smart-UPS SRT 3000VA 208V | 5820
SRT3000XLT-5KTF | APC Smart-UPS SRT 3000VA 208/240V to 120V Step-Down Transformer | 7435
SRT3000XLW-IEC | APC Smart-UPS SRT 3000VA 208/230V IEC | 5820
SRTL2K2RM1UC | APC Smart-UPS SRT, Lithium-Ion, 2200VA 120V with SmartConnect | 6400
SRTL2K2RM1UNC | APC Smart-UPS SRT, Lithium-Ion, 2200VA 120V, with SmartConnect, with Network Management Card | 7555
SRTL2K2RM1UWC | APC Smart-UPS Ultra, 2200VA 208+230V 1U, with Lithium-Ion Battery, with SmartConnect | 6400
SRTL2K2RM1UWNC | APC Smart-UPS Ultra, 2200VA 208+230V 1U, with Lithium-Ion Battery, with Network Management Card Embedded | 7555
SRTL3KRM1UC | APC Smart-UPS SRT, Lithium-Ion, 3000VA 120V with SmartConnect | 8485
SRTL3KRM1UNC | APC Smart-UPS SRT, Lithium-Ion, 3000VA 120V, with SmartConnect, with Network Management Card | 10090
SRTL3KRM1UWC | APC Smart-UPS Ultra, 3000VA 208+230V 1U, with Lithium-Ion Battery, with SmartConnect | 8485
SRTL3KRM1UWNC | APC Smart-UPS Ultra, 3000VA 208+230V 1U, with Lithium-Ion Battery, with Network Management Card Embedded | 10090
SRTL5KRM2UT | APC Smart-UPS Ultra On-Line Lithium ion, 5KVA/5KW, 2U Rack/Tower, 208V | 15380
SRTL5KRM2UT-5KRMTF | APC Smart-UPS SRTL 5KVA RM 208V to 120V 2U Step-Down Transformer | 16795
SRTL5KRM2UT-5KTF | APC Smart-UPS SRTL 5KVA Tower 208V to 120V 2U Step-Down Transformer | 17015
SRTL5KRM2UT-HW | APC Smart-UPS Ultra On-Line Lithium ion, 5KVA/5KW, 2U Rack/Tower, 208V, HW | 15380
SRTL5KRMTF | APC Smart-UPS Ultra On Line SRTL 5kVA RM Isolation/Step-Down Transformer | 1885
SRTL5KTF | APC Smart-UPS Ultra On Line SRTL 5kVA Tower Isolation/Step-Down Transformer | 2180
SRTL8KRM4UT | APC Smart-UPS Ultra On-Line Lithium ion, 8KVA/8KW, 4U Rack/Tower, 208/240V | 21370
SRTL8KRM4UT-5KTF | APC Smart-UPS Ultra Li-ion 8KVA 208V RM UPS with 1 of 5KVA Step Down Transformer | 23250
SRTL10KRM4UT | APC Smart-UPS Ultra On-Line Lithium ion, 10KVA/10KW, 4U Rack/Tower, 208/240V | 23975
SRTL10KRM4UT-5KTF2 | APC Smart-UPS Ultra Li-ion 10KVA 208V RM UPS with 2 of 5KVA Step Down Transformer | 28195
SRTL50RMBP1U-LI | APC Smart-UPS Ultra 1U RM Lithium-Ion Battery Pack | 4935
SRTL003 | APC Smart-UPS Ultra On-Line 5KVA OUTPUT IEC KIT | 333
SRTL011 | APC Smart-UPS Ultra On-Line 10KVA PDU 208V (2)L6-20 (2)L6-30 | 434
SRTL012 | APC Smart-UPS Ultra On-Line 10KVA PDU 208V (2)L6-30 (2)L6-30 | 457
SRTL016 | APC Smart-UPS Ultra On-Line 15ft Extension Cable for SRTL 10K 180V XBP | 434
SRTL180RM2UBP | APC Smart-UPS Ultra On-Line Lithium ion XBP 180V 2U Rack/Tower | 8505
SRTRK1 | APC 1U Rail Kit | 307
SRTRK2 | "APC Smart-UPS SRT 19" Rail Kit for Smart-UPS SRT 5/6/8/10kVA" | 388
SRTRK3 | APC 2-Post Mounting Rail Kit for Smart-UPS SRT | 402
SRTRK4 | "APC Smart-UPS SRT 19" Rail Kit for SRT 1/1.5/2.2/3kVA" | 385
SRYL5K15RMXLT | APC Smart-UPS Modular Ultra 5kW Scalable to 15kW N+1 Redundant, Rackmount, 208/240V | 31620
SRYL5K15XLT18 | APC Smart-UPS Modular Ultra 5kW Scalable to 15kW N+1 Redundant, Tower, 208/240V, 18U Rack | 33115
SRYL5K15XLT24 | APC Smart-UPS Modular Ultra 5kW Scalable to 15kW N+1 Redundant, Tower, 208/240V, 24U Rack | 33645
SRYL5K20RMXLT | APC Smart-UPS Modular Ultra 5kW Scalable to 20kW N+1 Redundant, Rackmount, 208/240V | 31890
SRYL5K20XLT18 | APC Smart-UPS Modular Ultra 5kW Scalable to 20kW N+1 Redundant, Tower, 208/240V, 18U Rack | 33385
SRYL5K20XLT24 | APC Smart-UPS Modular Ultra 5kW Scalable to 20kW N+1 Redundant, Tower, 208/240V, 24U Rack | 33915
SRYL5KPMT | APC Smart-UPS Modular Ultra, 5 kW Power Module, 208V | 8360
SRYL10K15RMXLT | APC Smart-UPS Modular Ultra 10kW Scalable to 15kW N+1 Redundant, Rackmount, 208/240V | 41550
SRYL10K15XLT18 | APC Smart-UPS Modular Ultra 10kW Scalable to 15kW N+1 Redundant, Tower, 208/240V, 18U Rack | 43045
SRYL10K15XLT24 | APC Smart-UPS Modular Ultra 10kW Scalable to 15kW N+1 Redundant, Tower, 208/240V, 24U Rack | 43575
SRYL10K20RMXLT | APC Smart-UPS Modular Ultra 10kW Scalable to 20kW N+1 Redundant, Rackmount, 208/240V | 41785
SRYL10K20XLT18 | APC Smart-UPS Modular Ultra 10kW Scalable to 20kW N+1 Redundant, Tower, 208/240V, 18U Rack | 43280
SRYL10K20XLT24 | APC Smart-UPS Modular Ultra 10kW Scalable to 20kW N+1 Redundant, Tower, 208/240V, 24U Rack | 43805
SRYL15K15RMXLT | APC Smart-UPS Modular Ultra 15kW Scalable to 15kW N+1 Redundant, Rackmount, 208/240V | 51810
SRYL15K15XLT18 | APC Smart-UPS Modular Ultra 15kW Scalable to 15kW N+1 Redundant, Tower, 208/240V, 18U Rack | 53305
SRYL15K15XLT24 | APC Smart-UPS Modular Ultra 15kW Scalable to 15kW N+1 Redundant, Tower, 208/240V, 24U Rack | 53835
SRYL15K20RMXLT | APC Smart-UPS Modular Ultra 15kW Scalable to 20kW N+1 Redundant, Rackmount, 208/240V | 51675
SRYL15K20XLT18 | APC Smart-UPS Modular Ultra 15kW Scalable to 20kW N+1 Redundant, Tower, 208/240V, 18U Rack | 53170
SRYL15K20XLT24 | APC Smart-UPS Modular Ultra 15kW Scalable to 20kW N+1 Redundant, Tower, 208/240V, 24U Rack | 53695
SRYL20K20RMXLT | APC Smart-UPS Modular Ultra 20kW Scalable to 20kW N+1 Redundant, Rackmount, 208/240V | 66675
SRYL20K20XLT18 | APC Smart-UPS Modular Ultra 20kW Scalable to 20kW N+1 Redundant, Tower, 208/240V, 18U Rack | 68170
SRYL20K20XLT24 | APC Smart-UPS Modular Ultra 20kW Scalable to 20kW N+1 Redundant, Tower, 208/240V, 24U Rack | 68695
SRYLBM | APC Smart-UPS Modular Ultra Lithium-ion Battery Module | 6085
SRYLF15KRMT | APC Smart-UPS Modular Ultra 15kW N+1 UPS Frame, Rackmount, 208/120V | 35220
SRYLF15T18 | APC Smart-UPS Modular Ultra 15kW Frame, N+1 Redundant, Tower, 208/240V, 18U Rack | 36715
SRYLF15T24 | APC Smart-UPS Modular Ultra 15kW Frame, N+1 Redundant, Tower, 208/240V, 24U Rack | 37240
SRYLF20KRMT | APC Smart-UPS Modular Ultra 20kW N+1 UPS Frame, Rackmount, 208/120V | 35560
SRYLF20T18 | APC Smart-UPS Modular Ultra 20kW Frame, N+1 Redundant, Tower, 208/240V, 18U Rack | 37055
SRYLF20T24 | APC Smart-UPS Modular Ultra 20kW Frame, N+1 Redundant, Tower, 208/240V, 24U Rack | 37585
SRYLFSU1 | Smart-UPS Modular Ultra UPS Communication Card | 285
SRYLFSU2 | Smart-UPS Modular Ultra XBP Communication Card | 459
SRYLFSU3 | APC Smart-UPS High Density Modular Display | 1220
SRYLFSU6A | Smart-UPS High Density Modular UPS Frame Electronics Module, 125A | 13580
SRYLFSU6B | Smart-UPS High Density Modular UPS Frame Electronics Module, 100A | 13670
SRYLFSU7 | APC Smart-UPS High Density Modular I/O Wiring Tray, 200/208V | 991
SRYLFXBPRM4 | APC Smart-UPS Modular Ultra External Battery Frame, Rackmount | 8375
SRYLIM | APC Smart-UPS Modular Ultra Intelligence Module | 3970
SRYLOPT1 | APC Smart-UPS Modular Ultra 4 Post UPS Rail Kit | 319
SRYLOPT2 | APC Smart-UPS Modular Ultra 2 Post UPS Rail Kit | 188
SRYLOPT3 | APC Smart-UPS Modular Ultra 4 Post XBP Rail Kit | 213
SRYLOPT5 | APC Smart-UPS Modular Ultra 2 Post XBP Rail Kit | 168
SRYLOPT8 | APC Smart-UPS Modular Ultra 8 Ft. Battery Cable Ext. for External Battery Pack | 1430
SRYLPD1 | APC Backplate Kit w/ Qty. 3 L5-20R for Smart-UPS Modular Ultra SRYL | 602
SRYLPD2 | APC Backplate Kit w/ Qty. 6 5-20R for Smart-UPS Modular Ultra SRYL | 666
SRYLPD3 | APC Backplate Kit w/ Qty. 3 L5-30R for Smart-UPS Modular Ultra SRYL | 691
SRYLPD4 | APC Backplate Kit w/ Qty. 2 L14-30R for Smart-UPS Modular Ultra SRYL | 627
SRYLPD5 | APC Backplate Kit w/ Qty. 3 L6-30R for Smart-UPS Modular Ultra SRYL | 717
SRYLPD7 | APC Backplate Kit w/ Qty. 3 L6-20R for Smart-UPS Modular Ultra SRYL | 755
SRYLRMXBP | APC Smart-UPS Modular Ultra External Battery Pack, 4 Battery Modules, Rackmount | 13965
SRYLSBP20KP | APC Service Bypass Unit for SRYL, 200/208/230/240V, 125A, MBB, Hardwire Input/Output | 7210
SU032A | APC 4-Post Perforated Rackmount Rails | 127
SUA24XLBP | APC Smart-UPS XL 24V Battery Pack | 843
SUA48RMXLBP3U | APC Smart-UPS XL 48V RM 3U Battery Pack | 1935
SUA48XLBP | APC Smart-UPS XL 48V Battery Pack Tower/Rack Convertible | 1565
SUA031 | APC Smart-UPS Hardwire Kit for SUA 2200/3000/5000 Models | 461
SUA5000R5TXFMR | APC Smart-UPS 5000VA RM w/Transformer, 208V input and 120/208V Output | 9905
SUA5000RMI5U | APC Smart-UPS 5000VA 230V Rackmount/Tower | 13290
SUA5000RMT5U | APC Smart-UPS 5000VA 208V Rackmount/Tower | 8165
SUM48RMXLBP2U | APC Smart-UPS XL Modular 48V Extended Run Battery Pack | 2035
SURT15KRMXLI | APC Smart-UPS RT 15kVA RM 230V | 24515
SURT15KRMXLT | APC Smart-UPS RT 15kVA RM 208V | 27795
SURT15KRMXLT-1TF10K | APC Smart-UPS RT 15KVA RM 208V, 208V/120V 10KVA Step down Transformer | 30485
SURT15KRMXLT-TF5 | APC Smart-UPS RT 15KVA RM 208V, 208V/120V 5KVA Step down Transformer | 29060
SURT18KRMXLJ | Smart-UPS RT 18K | 37825
SURT20KRMXLI | APC Smart-UPS RT 20kVA RM 230V | 26690
SURT20KRMXLT | APC Smart-UPS RT 20kVA RM 208V | 33345
SURT20KRMXLT-1TF10K | APC Smart-UPS RT 20KVA RM 208V, 208V/120V 10KVA Step down Transformer | 34790
SURT20KRMXLT-TF5 | APC Smart-UPS RT 20KVA RM 208V, 208V/120V 5KVA Step down Transformer | 33355
SURT48RMXLBP | APC Smart-UPS RT 48V RM Battery Pack | 1670
SURT48XLBP | APC Smart-UPS RT 48V Battery Pack | 1280
SURT001 | APC Smart-UPS RT 3000VA 230V Isolation Transformer | 1685
SURT002 | APC Smart-UPS RT 5000VA 230V Isolation Transformer | 1775
SURT007 | APC Smart-UPS RT 3/5/6KVA Input/Output Hardwire Kit | 441
SURT008 | APC Smart-UPS RT 15ft Extension Cable for 192VDC External Battery Packs | 745
SURT013 | SURT Equipment Cart | 421
SURT019 | APC Smart-UPS RT 3.5M Extension Cable for XLBP2 External Battery Packs | 661
SURT192RMXLBP | APC Smart-UPS RT 192V RM Battery Pack | 2800
SURT192RMXLBP2 | APC Smart-UPS RT192V RM Battery Pack 2 Rows | 6805
SURT192RMXLBP3U | APC Smart-UPS RT 192V RM Battery Pack | 2600
SURT192XLBP | APC Smart-UPS RT 192V Battery Pack | 2395
SURT192XLBPJ | APC Smart-UPS RT 192V Battery Pack for Japan | 2225
SURT1000RMXLI | APC Smart-UPS RT 1000VA RM 230V | 2360
SURT1000XLI | APC Smart-UPS RT 1000VA 230V | 2910
SURT1000XLI-NC | APC SMART-UPS RT 1000VA 230V Network Card | 2720
SURT3000XLIX554 | APC Smart-UPS RT 3000VA 230V | 4290
SURT6000XLI-CC | APC Smart-UPS RT 6000VA 230V Harsh Environment | 2430
SURTA48RMXLBP2U | APC Smart-UPS RT 48V RM Battery Pack | 1650
SURTA48XLBP | APC Smart-UPS RT 48V Battery Pack | 1310
SURTA48XLBPJ | APC Smart-UPS RT 48V Battery Pack Japan | 1210
SURTA2200XL-BR | APC Smart-UPS RT 2200VA Brazil 120V | 2895
SURTA3000XL | APC SMART-UPS RT 3000VA 120V | 5520
SURTD5000RMXLP3U | APC Smart-UPS RT 5000VA RM 208/240 (Split-Phase) to 120, 208/240 | 11035
SURTD6000RMXLJP3U | Smart-UPS RT 6000 | 12550
SURTD6000RMXLP3U | APC Smart-UPS RT 6000VA RM 208/240 (Split-Phase) to 120, 208/240 | 12030
SURTRK | "APC Smart-UPS RT 19" Rail Kit 1 - 2.2KVA" | 398
SURTRK2 | "APC Smart-UPS RT 19" Rail Kit for Smart-UPS RT 3/5/6/8/10kVA" | 398
SURTRK4 | "APC Smart-UPS RT 19" Rail Kit for Smart-UPS RT 15/20kVA" | 473
SUVTOPT013 | APC Dust Filter Kit for Smart-UPS VT Small Tower - Wide (30/40kVA) | 665
SYAFSU2 | APC Symmetra LX 13U replacement door | 510
SYAFSU3 | APC Symmetra LX 19U replacement door | 517
SYAFSU4 | APC Symmetra LX 24U replacement door | 576
SYAFSU5 | APC Symmetra LX 32U replacement door | 684
SYAFSU6 | APC Symmetra LX Castor Kit - Single Castor Left Front or Right Rear | 330
SYAFSU7 | APC Symmetra LX Castor Kit - Single Castor Right Front or Left Rear | 330
SYAFSU8 | APC Symmetra LX top panel | 501
SYAFSU9L | APC Symmetra LX 13U left side panel | 341
SYAFSU9R | APC Symmetra LX 13U right side panel | 335
SYAFSU10L | APC Symmetra LX 19U left side panel | 459
SYAFSU10R | APC Symmetra LX 19U right side panel | 459
SYAFSU11L | APC Symmetra LX 24U left side panel | 526
SYAFSU11R | APC Symmetra LX 24U right side panel | 463
SYAFSU12L | APC Symmetra LX 32U left side panel | 728
SYAFSU12R | APC Symmetra LX 32U right side panel | 540
SYAFSU13 | APC Symmetra LX frame electronics module- 200/208V | 5465
SYAFSU13I | APC Symmetra LX frame electronics module- 230V | 5130
SYAFSU14 | APC Symmetra LX Input/Output wiring tray-200/208V | 1420
SYAFSU14I | APC Symmetra LX Input/Output wiring tray-230V | 1065
SYAFSU15 | APC Symmetra LX Communications Card | 224
SYAFSU16 | APC Symmetra LX XR Communication Card | 972
SYAOPT1 | APC Symmetra LX 4-post rack-mounting rails | 548
SYAOPT2 | APC Symmetra LX module CTO kit- UPS Frame | 450
SYAOPT2XR3 | APC Symmetra LX module CTO kit- XR3 Frame | 130
SYAOPT2XR9 | APC Symmetra LX module CTO kit- XR Frame | 404
SYAOPT5 | APC Symmetra LX 15-foot battery cabinet cable- 200/208V | 1700
SYAOPT5I | APC SYMMETRA LX 4.5 METER BATTERY CABINET CABLE- 230V | 2045
SYAPD1 | APC Symmetra LX power distribution panel (1) L14-30, (2) L5-20 | 689
SYARMXR3B3 | APC Symmetra LX Extended Run Rack-mount w/ 3 SYBT5, 208V | 6025
SYARMXR3B3I | APC Symmetra LX Extended Run Rack-mount w/ 3 SYBT5, 230V | 5905
SYARMXR9B9 | APC Symmetra LX Extended Run Rack-mount w/ 9 SYBT5, 208V | 16155
SYARMXR9B9I | APC Symmetra LX Extended Run Rack-mount w/ 9 SYBT5, 230V | 15565
SYAXR9B9 | APC SYMMETRA LX EXTENDED RUN TOWER W/9 SYBT5 , 208V | 15485
SYAXR9B9I | APC SYMMETRA LX EXTENDED RUN TOWER W/9 SYBT5, 230V | 15045
SYBATT | APC Symmetra 4-16kVA Battery Module | 1485
SYBBE250K500D | APC Symmetra PX 250kW Battery Breaker Enclosure with Fuse Kit for Third Party Batteries | 22765
SYBBE250K500DU | APC Symmetra PX 250kW UL Battery Breaker Enclosure with Fuse Kit for Third Party Batteries | 22765
SYBBE500K500D | APC Symmetra PX 500kW Battery Breaker Enclosure with Fuse Kit for Third Party Batteries | 22900
SYBBE500K500DU | APC Symmetra PX 500kW UL Battery Breaker Enclosure with Fuse Kit for Third Party Batteries | 22900
SYBBE-UL | APC Symmetra PX 250/500kW UL Battery Breaker Enclosure for Third Party Batteries | 21305
SYBFXR3RM | APC SYMMETRA 3 Battery RACKMOUNT XR FRAME (208/120V REGIONS) | 2085
SYBFXR3RMI | APC SYMMETRA LX 3 BATTERY RACK-MOUNT XR FRAME, 230V | 1945
SYBFXR8-8 | APC Symmetra PX 250/500kW Battery Enclosure with 8 Battery Modules & Start Up | 70320
SYBFXR9 | APC SYMMETRA LX 9 BATTERY TOWER XR FRAME, 208V | 3985
SYBFXR9I | APC SYMMETRA LX 9 BATTERY TOWER XR FRAME, 230V | 3980
SYBFXR9J | APC SYMMETRA LX 9 BATTERY TOWER XR FRAME, 200V | 3585
SYBFXR9RM | APC SYMMETRA LX 9 BATTERY Rack-MOunt XR FRAME, 208V | 3520
SYBFXR9RMI | APC SYMMETRA LX 9 BATTERY Rack-MOunt XR FRAME, 230V | 3400
SYBSC | APC Symmetra PX 250/500 Battery Sidecar for remote battery solution without fuse | 9155
SYBSC500K500 | APC Symmetra PX250/500kW Batt. enclosure sidecar for remote battery solution with 1000A fuse kit | 10395
SYBT2 | APC Symmetra RM 2-6kVA Battery Module | 1465
SYBT2FR | APC Symmetra RM 2-6kVA Battery Module Flame Retardant | 1460
SYBT3 | APC Symmetra RM 8-12kVA Battery Module | 1385
SYBT4 | Battery Module for Symmetra PX, Smart-UPS VT or Galaxy 3500 | 3665
SYBT5 | APC Symmetra LX Battery Module | 1550
SYBT5FR | APC SYMMETRA LX FLAME RETARDANT BATTERY MODULE | 1670
SYBT9-B4 | APC High-Performance Battery Module for 400V Symmetra PX 48/96/160KW & 208V Symmetra PX 100KW | 4520
SYBT9-B4LL | APC High Performance Long Life 10 Yrs Battery Module for Symmetra PX 48/96/160KW and PX 100KW | 4890
SYBT9-B6 | APC High Performance Battery Module for the Symmetra PX 250/500kW | 6840
SYBT9-B6LL | APC High Performance Long Life 10 Yrs Battery Module for Symmetra PX 250/500kW | 7470
SYBTU1-PLP | Symmetra PX Battery Unit | 910
SYBTU2-PLP | APC Symmetra PX 9Ah Battery Unit, High Performance | 1160
SYBTU2-PLPLL | APC Symmetra PX 9Ah Battery Unit, High Performance Long Life 10 Yrs | 1215
SYCC | APC Symmetra Communications Card | 809
SYCFXR8 | SYMMETRA PX 40kW EXTENDED RUN BATTERY FRAME | 13680
SYCFXR8-8 | Symmetra PX 40KW Extended Run Battery Frame with 8 Battery Modules & Startup | 36625
SYCFXR8S | Symmetra PX40KW Extended Run Battery Frame with Startup | 14305
SYCFXR48 | APC Symmetra PX48 Empty Battery Frame for 9 Battery Modules | 13465
SYCFXR48-9 | APC Symmetra PX48 Battery Frame with 9 Battery modules and Startup | 43375
SYCFXR48-S | APC Symmetra PX48 Empty Battery Frame for 9 Battery modules with Startup | 16980
SYCFXRJ9-S | APC Symmetra PX160 Japan Empty Battery Frame for 9 Battery modules with Startup | 23215
SYH2K6RMI | APC Symmetra RM 2kVA Scalable to 6kVA N+1 220-240V | 7655
SYH2K6RMT | APC Symmetra RM 2kVA Scalable to 6kVA N+1 208/240V | 7345
SYH2K6RMT-P1 | APC Symmetra RM 2kVA Scalable to 6kVA N+1 208/240V w/208 to 120V Step-Down Transformer | 8905
SYH2K6RMT-TF3 | APC Symmetra RM 2kVA Scalable to 6kVA N+1 208/240V w/ 208 to 120V Step-Down Transformer (4) L5-20R | 8810
SYH4K6RMI | APC Symmetra RM 4kVA Scalable to 6kVA N+1 220-240V | 12580
SYH4K6RMT | APC Symmetra RM 4kVA Scalable to 6kVA N+1 208/240V | 13325
SYH4K6RMT-P1 | APC Symmetra RM 4kVA Scalable to 6kVA N+1 208/240V w/208 to 120V Step-Down Transformer | 14435
SYH4K6RMT-TF3 | APC Symmetra RM 4kVA Scalable to 6kVA N+1 208/240V w/ 208 to 120V Step-Down Transformer (4) L5-20R | 14330
SYH6K6I | APC Symmetra RM 6kVA Scalable to 6kVA N+1 220-240V w/Floor Mount Kit | 15440
SYH6K6J | APC Symmetra RM 6kVA Scalable to 6kVA N+1 200V w/Floor Mount Kit | 19250
SYH6K6RMI | APC Symmetra RM 6kVA Scalable to 6kVA N+1 220-240V | 19155
SYH6K6RMT | APC Symmetra RM 6kVA Scalable to 6kVA N+1 208/240V | 18490
SYH6K6RMT-P1 | APC Symmetra RM 6kVA Scalable to 6kVA N+1 208/240V w/208 to 120V Step-Down Transformer | 20565
SYH6K6RMT-TF3 | APC Symmetra RM 6kVA Scalable to 6kVA N+1 208/240V w/ 208 to 120V Step-Down Transformer (4) L5-20R | 20470
SYH6K6T | APC Symmetra RM 6kVA Scalable to 6kVA N+1 208/240V w/Floor Mount Kit | 15995
SYHF6KI | APC Symmetra RM 6kVA N+1 Frame 220-240V | 2210
SYHF6KT | APC Symmetra RM 6kVA N+1 Frame 208/240V | 2010
SYMIM2 | APC Symmetra Main Intelligence Module 2 | 2505
SYMIM3 | APC Symmetra RM main Intelligence Module | 2270
SYMIM4 | Symmetra PX Intelligence Module | 3525
SYMIM5 | APC Symmetra LX Intelligence Module | 4130
SYMIM5X424 | APC Symmetra LX Intelligence Module for Home Depot | 1675
SYOPT1 | APC Symmetra RM 2-6kVA N+1 Floor Mount Kit w/Casters | 1335
SYOPT4 | APC Symmetra RM 4ft Extender cable for 208/240V RM Battery Cabinet | 538
SYOPT4I | APC Symmetra RM 4ft Extender Cable for 220-240V RM Battery Cabinet | 708
SYOPT12 | APC Symmetra LX/Symmetra RM Two Post Rail Kit | 427
SYPD3 | APC Symmetra RM 208/240V Backplate Kit w/(2) L6-20R & (1) L6-30R | 687
SYPD4 | APC Symmetra RM 220-240V Backplate Kit w/(8) IEC320 C13 & (2) IEC320 C19 | 645
SYPD6 | APC SYMMETRA 208/240V Hardwire kit | 626
SYPD7 | APC Symmetra RM 208/240V Backplate Kit w/(3) L6-20R | 687
SYPD8 | SY RM PDU 4XC19 | 605
SYPD9 | APC Symmetra RM 2-6kVA 230V Hardwire Kit | 517
SYPD10 | Symmetra RM 230V backplate kit w/(2) IEC320 C19 and (1) IEC 60309 | 843
SYPD11 | APC Symmetra LX power distribution panel (2) L6-30R | 710
SYPM | APC Symmetra 4-16kVA Power Module (4kVA) | 8340
SYPM2KU | APC Symmetra RM 2-6kVA Power Module (2kVA) | 4360
SYPM4KI | APC Symmetra LX 4kVA Power Module, 220/230/240V | 8005
SYPM4KP | APC Symmetra LX 4kVA Power Module, 200/208V | 5780
SYPM4KU | APC Symmetra RM 8-12kVA Power Module (4kVA) | 5570
SYPM10K16H | APC Symmetra PX Power Module, 10/16kW, 400V | 18870
SYPM10KF2 | Symmetra PX 10kW Power Module, 208V, High Efficiency | 9045
SYPM25KD | APC Symmetra PX 25kW Power Module, 400/480V | 16300
SYRIM2 | APC Symmetra 4-16kVA Redundant Intelligence Module | 2085
SYRIM3 | APC Symmetra RM 2-6kVA and 8-12kVA Redundant Intelligence Module | 1380
SYRMXR2B4 | APC Symmetra RM XR Frame w/2 SYBT2 Scalable to 4 208/240V | 7100
SYRMXR2B4I | APC Symmetra RM XR Frame w/2 SYBT2 Scalable to 4 220-240V | 5890
SYRMXR4 | APC Symmetra RM XR Frame 208/240V | 4100
SYRMXR4B4 | APC Symmetra RM XR Frame w/4 SYBT2 208/240V | 9675
SYRMXR4B4I | APC Symmetra RM XR Frame w/4 SYBT2, 220-240V | 8930
SYRMXR4I | APC Symmetra RM XR Frame 220-240V | 3090
SYSW40KF | SYMMETRA PX STATIC SWITCH MODULE, 208V | 3975
SYXRCC | SYMMETRA XR BATT COMM Card | 1440
UXABP48 | APC Smart-UPS Battery Pack 48V | 2760
WSYFSUCF40KF-SPK | SPARE PARTS KIT FOR SYCF40KF | 33940
XB050XX1XS | SmartUPS Industrial GEL Battery 50Ah 12VDC Extended Temperature Shelf Mount | 525
XB102XX1XS | SmartUPS Industrial GEL Battery 100Ah 12VDC Extended Temperature Shelf Mount | 629
XM102DXXXA | SmartUPS Industrial Battery Heater Mat 365 Sq In 115/120VAC Single Phase In Cabinet Accessory | 472
3827GY-5 | APC CATEGORY 5 UTP 568B PATCH CABLE, GREY, RJ45M/RJ45M | 6.5
3827GY-10 | APC CATEGORY 5 UTP 568B PATCH CABLE, GREY, RJ45M/RJ45M | 8.8
3827GY-15 | APC CATEGORY 5 UTP 568B PATCH CABLE, GREY, RJ45M/RJ45M | 9.6
3827GY-20 | APC CATEGORY 5 UTP 568B PATCH CABLE, GREY, RJ45M/RJ45M | 12
3827GY-25 | APC CATEGORY 5 UTP 568B PATCH CABLE, GREY, RJ45M/RJ45M | 15
3827GY-30 | APC CATEGORY 5 UTP 568B PATCH CABLE, GREY, RJ45M/RJ45M | 19.25
3827GY-35 | APC CATEGORY 5 UTP 568B PATCH CABLE, GREY, RJ45M/RJ45M | 21
3827GY-40 | APC CATEGORY 5 UTP 568B PATCH CABLE, GREY, RJ45M/RJ45M | 20.5
3827GY-50 | APC CATEGORY 5 UTP 568B PATCH CABLE, GREY, RJ45M/RJ45M | 21.5
3827GY-75 | APC CATEGORY 5 UTP 568B PATCH CABLE, GREY, RJ45M/RJ45M | 31
3827GY-100 | APC CATEGORY 5 UTP 568B PATCH CABLE, GREY, RJ45M/RJ45M | 76
47136WH | APC RJ45F/RJ45F, WHITE, IN LINE COUPLER, CAT 5, RJ45F/RJ45F | 13
SYOPT008 | APC Symmetra PX250/500 Paralleling Cable | 757
ECO1PH1YAC01 | 1 Year EcoCare for Single-Phase UPS for Accessories | 177
ECO1PH1YAC02 | 1 Year EcoCare for Single-Phase UPS for Accessories | 177
ECO1PH1YAC03 | 1 Year EcoCare for Single-Phase UPS for Accessories | 225
ECO1PH1YAC04 | 1 Year EcoCare for Single-Phase UPS for Accessories | 400
ECO1PH1YFW02 | 1 Year EcoCare for Single-Phase UPS Upgrade to Factory Warranty | 193
ECO1PH1YFW03 | 1 Year EcoCare for Single-Phase UPS Upgrade to Factory Warranty | 249
ECO1PH1YFW04 | 1 Year EcoCare for Single-Phase UPS Upgrade to Factory Warranty | 441
ECO1PH1YFW05 | 1 Year EcoCare for Single-Phase UPS Upgrade to Factory Warranty | 504
ECO1PH1YFW06 | 1 Year EcoCare for Single-Phase UPS Upgrade to Factory Warranty | 1015
ECO1PH1YFW07 | 1 Year EcoCare for Single-Phase UPS Upgrade to Factory Warranty | 1220
ECO1PH1YFW08 | 1 Year EcoCare for Single-Phase UPS Upgrade to Factory Warranty | 1275
ECO1PH1YFWITE02 | 1 Year IT Expert Enabled EcoCare for Single-Phase UPS Upgrade to Factory Warranty | 136
ECO1PH1YFWITE03 | 1 Year IT Expert Enabled EcoCare for Single-Phase UPS Upgrade to Factory Warranty | 177
ECO1PH1YFWITE04 | 1 Year IT Expert Enabled EcoCare for Single-Phase UPS Upgrade to Factory Warranty | 310
ECO1PH1YFWITE05 | 1 Year IT Expert Enabled EcoCare for Single-Phase UPS Upgrade to Factory Warranty | 353
ECO1PH1YFWITE06 | 1 Year IT Expert Enabled EcoCare for Single-Phase UPS Upgrade to Factory Warranty | 708
ECO1PH1YFWITE07 | 1 Year IT Expert Enabled EcoCare for Single-Phase UPS Upgrade to Factory Warranty | 854
ECO1PH1YFWITE08 | 1 Year IT Expert Enabled EcoCare for Single-Phase UPS Upgrade to Factory Warranty | 890
ECO1PH1YFWITELI12 | 1 Year IT Expert Enabled EcoCare for Single-Phase UPS Upgrade to Factory Warranty for Li-Ion UPS | 153
ECO1PH1YFWITELI13 | 1 Year IT Expert Enabled EcoCare for Single-Phase UPS Upgrade to Factory Warranty for Li-Ion UPS | 197
ECO1PH1YFWITELI14 | 1 Year IT Expert Enabled EcoCare for Single-Phase UPS Upgrade to Factory Warranty for Li-Ion UPS | 348
ECO1PH1YFWITELI15 | 1 Year IT Expert Enabled EcoCare for Single-Phase UPS Upgrade to Factory Warranty for Li-Ion UPS | 618
ECO1PH1YFWITELI16 | 1 Year IT Expert Enabled EcoCare for Single-Phase UPS Upgrade to Factory Warranty for Li-Ion UPS | 722
ECO1PH1YFWITELI17 | 1 Year IT Expert Enabled EcoCare for Single-Phase UPS Upgrade to Factory Warranty for Li-Ion UPS | 864
ECO1PH1YFWITELI18 | 1 Year IT Expert Enabled EcoCare for Single-Phase UPS Upgrade to Factory Warranty for Li-Ion UPS | 902
ECO1PH1YFWITESY00 | 1 Year IT Expert Enabled EcoCare for Single-Phase UPS Symmetra LX Upgrade to Factory Warranty | 1170
ECO1PH1YFWLI12 | 1 Year EcoCare for Single-Phase UPS Upgrade to Factory Warranty for Lithium-Ion UPS | 254
ECO1PH1YFWLI13 | 1 Year EcoCare for Single-Phase UPS Upgrade to Factory Warranty for Lithium-Ion UPS | 272
ECO1PH1YFWLI14 | 1 Year EcoCare for Single-Phase UPS Upgrade to Factory Warranty for Lithium-Ion UPS | 434
ECO1PH1YFWLI15 | 1 Year EcoCare for Single-Phase UPS Upgrade to Factory Warranty for Lithium-Ion UPS | 886
ECO1PH1YFWLI16 | 1 Year EcoCare for Single-Phase UPS Upgrade to Factory Warranty for Lithium-Ion UPS | 1030
ECO1PH1YFWLI17 | 1 Year EcoCare for Single-Phase UPS Upgrade to Factory Warranty for Lithium-Ion UPS | 1235
ECO1PH1YFWLI18 | 1 Year EcoCare for Single-Phase UPS Upgrade to Factory Warranty for Lithium-Ion UPS | 1295
ECO1PH1YFWSY00 | 1 Year EcoCare for Single-Phase UPS Symmetra LX Upgrade to Factory Warranty | 1250
ECO1PH1YOFW02 | 1 Year EcoCare for Single-Phase UPS for Out of Factory Warranty UPS | 375
ECO1PH1YOFW03 | 1 Year EcoCare for Single-Phase UPS for Out of Factory Warranty UPS | 452
ECO1PH1YOFW04 | 1 Year EcoCare for Single-Phase UPS for Out of Factory Warranty UPS | 861
ECO1PH1YOFW05 | 1 Year EcoCare for Single-Phase UPS for Out of Factory Warranty UPS | 1265
ECO1PH1YOFW06 | 1 Year EcoCare for Single-Phase UPS for Out of Factory Warranty UPS | 2430
ECO1PH1YOFW07 | 1 Year EcoCare for Single-Phase UPS for Out of Factory Warranty UPS | 3955
ECO1PH1YOFW08 | 1 Year EcoCare for Single-Phase UPS for Out of Factory Warranty UPS | 4865
ECO1PH1YOFWITE02 | 1 Year IT Expert Enabled EcoCare for Single-Phase UPS for Out of Factory Warranty UPS | 261
ECO1PH1YOFWITE03 | 1 Year IT Expert Enabled EcoCare for Single-Phase UPS for Out of Factory Warranty UPS | 317
ECO1PH1YOFWITE04 | 1 Year IT Expert Enabled EcoCare for Single-Phase UPS for Out of Factory Warranty UPS | 692
ECO1PH1YOFWITE05 | 1 Year IT Expert Enabled EcoCare for Single-Phase UPS for Out of Factory Warranty UPS | 884
ECO1PH1YOFWITE06 | 1 Year IT Expert Enabled EcoCare for Single-Phase UPS for Out of Factory Warranty UPS | 1700
ECO1PH1YOFWITE07 | 1 Year IT Expert Enabled EcoCare for Single-Phase UPS for Out of Factory Warranty UPS | 2770
ECO1PH1YOFWITE08 | 1 Year IT Expert Enabled EcoCare for Single-Phase UPS for Out of Factory Warranty UPS | 3405
ECO1PH1YOFWLI12 | 1 Year EcoCare for Single-Phase UPS for Out of Factory Warranty Lithium-Ion UPS | 701
ECO1PH1YOFWLI13 | 1 Year EcoCare for Single-Phase UPS for Out of Factory Warranty Lithium-Ion UPS | 798
ECO1PH1YOFWLI14 | 1 Year EcoCare for Single-Phase UPS for Out of Factory Warranty Lithium-Ion UPS | 1320
ECO1PH1YOFWLI15 | 1 Year EcoCare for Single-Phase UPS for Out of Factory Warranty Lithium-Ion UPS | 1705
ECO1PH1YOFWLI16 | 1 Year EcoCare for Single-Phase UPS for Out of Factory Warranty Lithium-Ion UPS | 2920
ECO1PH1YOFWLI17 | 1 Year EcoCare for Single-Phase UPS for Out of Factory Warranty Lithium-Ion UPS | 4760
ECO1PH1YOFWLI18 | 1 Year EcoCare for Single-Phase UPS for Out of Factory Warranty Lithium-Ion UPS | 5860
ECO1PH1YOFWSY05 | 1 Year EcoCare for Single-Phase UPS for Out of Factory Warranty Symmetra LX L05 | 2485
ECO1PH1YOFWSY06 | 1 Year EcoCare for Single-Phase UPS for Out of Factory Warranty Symmetra LX L06 | 2795
ECO1PH1YOFWSY07 | 1 Year EcoCare for Single-Phase UPS for Out of Factory Warranty Symmetra LX L07 | 3415
ECO1PH1YOFWSY08 | 1 Year EcoCare for Single-Phase UPS for Out of Factory Warranty Symmetra LX L08 | 4415
ECO1PH1YOWITELI12 | 1 Year IT Expert Enabled EcoCare for Single-Phase UPS for Out of Factory Warranty Lithium-Ion UPS | 490
ECO1PH1YOWITELI13 | 1 Year IT Expert Enabled EcoCare for Single-Phase UPS for Out of Factory Warranty Lithium-Ion UPS | 558
ECO1PH1YOWITELI14 | 1 Year IT Expert Enabled EcoCare for Single-Phase UPS for Out of Factory Warranty Lithium-Ion UPS | 922
ECO1PH1YOWITELI15 | 1 Year IT Expert Enabled EcoCare for Single-Phase UPS for Out of Factory Warranty Lithium-Ion UPS | 1190
ECO1PH1YOWITELI16 | 1 Year IT Expert Enabled EcoCare for Single-Phase UPS for Out of Factory Warranty Lithium-Ion UPS | 2045
ECO1PH1YOWITELI17 | 1 Year IT Expert Enabled EcoCare for Single-Phase UPS for Out of Factory Warranty Lithium-Ion UPS | 3335
ECO1PH1YOWITELI18 | 1 Year IT Expert Enabled EcoCare for Single-Phase UPS for Out of Factory Warranty Lithium-Ion UPS | 4105
ECO1PH1YOWITESY05 | 1 Year IT Expert Enabled EcoCare for Single-Phase UPS for Out of Factory Warranty Symmetra LX L05 | 1740
ECO1PH1YOWITESY06 | 1 Year IT Expert Enabled EcoCare for Single-Phase UPS for Out of Factory Warranty Symmetra LX L06 | 1955
ECO1PH1YOWITESY07 | 1 Year IT Expert Enabled EcoCare for Single-Phase UPS for Out of Factory Warranty Symmetra LX L07 | 2395
ECO1PH1YOWITESY08 | 1 Year IT Expert Enabled EcoCare for Single-Phase UPS for Out of Factory Warranty Symmetra LX L08 | 3090
ECO1PH1YWITEAC01 | 1 Year IT Expert Enabled EcoCare for Single-Phase UPS for Accessories | 142
ECO1PH1YWITEAC02 | 1 Year IT Expert Enabled EcoCare for Single-Phase UPS for Accessories | 142
ECO1PH1YWITEAC03 | 1 Year IT Expert Enabled EcoCare for Single-Phase UPS for Accessories | 180
ECO1PH1YWITEAC04 | 1 Year IT Expert Enabled EcoCare for Single-Phase UPS for Accessories | 317
ECO1PH3YFW02 | 3 Year EcoCare for Single-Phase UPS Upgrade to Factory Warranty | 560
ECO1PH3YFW03 | 3 Year EcoCare for Single-Phase UPS Upgrade to Factory Warranty | 729
ECO1PH3YFW04 | 3 Year EcoCare for Single-Phase UPS Upgrade to Factory Warranty | 1290
ECO1PH3YFW05 | 3 Year EcoCare for Single-Phase UPS Upgrade to Factory Warranty | 1475
ECO1PH3YFW06 | 3 Year EcoCare for Single-Phase UPS Upgrade to Factory Warranty | 2740
ECO1PH3YFW07 | 3 Year EcoCare for Single-Phase UPS Upgrade to Factory Warranty | 3285
ECO1PH3YFW08 | 3 Year EcoCare for Single-Phase UPS Upgrade to Factory Warranty | 3435
ECO1PH3YFWITE02 | 3 Year IT Expert Enabled EcoCare for Single-Phase UPS Upgrade to Factory Warranty | 393
ECO1PH3YFWITE03 | 3 Year IT Expert Enabled EcoCare for Single-Phase UPS Upgrade to Factory Warranty | 508
ECO1PH3YFWITE04 | 3 Year IT Expert Enabled EcoCare for Single-Phase UPS Upgrade to Factory Warranty | 900
ECO1PH3YFWITE05 | 3 Year IT Expert Enabled EcoCare for Single-Phase UPS Upgrade to Factory Warranty | 1035
ECO1PH3YFWITE06 | 3 Year IT Expert Enabled EcoCare for Single-Phase UPS Upgrade to Factory Warranty | 1920
ECO1PH3YFWITE07 | 3 Year IT Expert Enabled EcoCare for Single-Phase UPS Upgrade to Factory Warranty | 2300
ECO1PH3YFWITE08 | 3 Year IT Expert Enabled EcoCare for Single-Phase UPS Upgrade to Factory Warranty | 2405
ECO1PH5YFW02 | 5 Year EcoCare for Single-Phase UPS Membership | 1220
ECO1PH5YFW03 | 5 Year EcoCare for Single-Phase UPS Membership | 1515
ECO1PH5YFW04 | 5 Year EcoCare for Single-Phase UPS Membership | 2805
ECO1PH5YFW05 | 5 Year EcoCare for Single-Phase UPS Membership | 4900
ECO1PH5YFW06 | 5 Year EcoCare for Single-Phase UPS Membership | 7265
ECO1PH5YFW07 | 5 Year EcoCare for Single-Phase UPS Membership | 10630
ECO1PH5YFW08 | 5 Year EcoCare for Single-Phase UPS Membership | 12460
ECO1PH5YFWITE02 | 5 Year IT Expert Enabled EcoCare for Single-Phase UPS Membership | 854
ECO1PH5YFWITE03 | 5 Year IT Expert Enabled EcoCare for Single-Phase UPS Membership | 1060
ECO1PH5YFWITE04 | 5 Year IT Expert Enabled EcoCare for Single-Phase UPS Membership | 1965
ECO1PH5YFWITE05 | 5 Year IT Expert Enabled EcoCare for Single-Phase UPS Membership | 3430
ECO1PH5YFWITE06 | 5 Year IT Expert Enabled EcoCare for Single-Phase UPS Membership | 5090
ECO1PH5YFWITE07 | 5 Year IT Expert Enabled EcoCare for Single-Phase UPS Membership | 7440
ECO1PH5YFWITE08 | 5 Year IT Expert Enabled EcoCare for Single-Phase UPS Membership | 8720
ECO1PH5YFWITELI12 | 5 Year IT Expert Enabled EcoCare for Single-Phase UPS Membership for Lithium-Ion UPS | 794
ECO1PH5YFWITELI13 | 5 Year IT Expert Enabled EcoCare for Single-Phase UPS Membership for Lithium-Ion UPS | 850
ECO1PH5YFWITELI14 | 5 Year IT Expert Enabled EcoCare for Single-Phase UPS Membership for Lithium-Ion UPS | 1360
ECO1PH5YFWITELI15 | 5 Year IT Expert Enabled EcoCare for Single-Phase UPS Membership for Lithium-Ion UPS | 2635
ECO1PH5YFWITELI16 | 5 Year IT Expert Enabled EcoCare for Single-Phase UPS Membership for Lithium-Ion UPS | 3060
ECO1PH5YFWITELI17 | 5 Year IT Expert Enabled EcoCare for Single-Phase UPS Membership for Lithium-Ion UPS | 3675
ECO1PH5YFWITELI18 | 5 Year IT Expert Enabled EcoCare for Single-Phase UPS Membership for Lithium-Ion UPS | 3840
ECO1PH5YFWLI12 | 5 Year EcoCare for Single-Phase UPS Membership for Lithium-Ion UPS | 1135
ECO1PH5YFWLI13 | 5 Year EcoCare for Single-Phase UPS Membership for Lithium-Ion UPS | 1215
ECO1PH5YFWLI14 | 5 Year EcoCare for Single-Phase UPS Membership for Lithium-Ion UPS | 1945
ECO1PH5YFWLI15 | 5 Year EcoCare for Single-Phase UPS Membership for Lithium-Ion UPS | 3765
ECO1PH5YFWLI16 | 5 Year EcoCare for Single-Phase UPS Membership for Lithium-Ion UPS | 4370
ECO1PH5YFWLI17 | 5 Year EcoCare for Single-Phase UPS Membership for Lithium-Ion UPS | 5250
ECO1PH5YFWLI18 | 5 Year EcoCare for Single-Phase UPS Membership for Lithium-Ion UPS | 5480
ECRADVPFI1YSP-01 | 1 Year EcoCare Advanced Service Plan for Modular Data Center All-In-One 20KW-60KW | 15550
ECRADVPFI1YSP-02 | 1 Year EcoCare Advanced Service Plan for Modular Data Center All-In-One 80KW-120KW | 21420
ECRADVPFI1YSP-03 | 1 Year EcoCare Advanced Service Plan for Modular Data Center All-In-One 140KW-180KW | 25210
ECRADVPFI1YSP-04 | 1 Year EcoCare Advanced Service Plan for Modular Data Center All-In-One 200KW-240KW | 30265
ECRADVPFI3YSP-01 | 3 Year EcoCare Advanced Service Plan for Modular Data Center All-In-One 20KW-60KW | 45245
ECRADVPFI3YSP-02 | 3 Year EcoCare Advanced Service Plan for Modular Data Center All-In-One 80KW-120KW | 62320
ECRADVPFI3YSP-03 | 3 Year EcoCare Advanced Service Plan for Modular Data Center All-In-One 140KW-180KW | 73350
ECRADVPFI3YSP-04 | 3 Year EcoCare Advanced Service Plan for Modular Data Center All-In-One 200KW-240KW | 88060
ECRADVPFI5YSP-01 | 5 Year EcoCare Advanced Service Plan for Modular Data Center All-In-One 20KW-60KW | 73850
ECRADVPFI5YSP-02 | 5 Year EcoCare Advanced Service Plan for Modular Data Center All-In-One 80KW-120KW | 101730
ECRADVPFI5YSP-03 | 5 Year EcoCare Advanced Service Plan for Modular Data Center All-In-One 140KW-180KW | 119735
ECRADVPFI5YSP-04 | 5 Year EcoCare Advanced Service Plan for Modular Data Center All-In-One 200KW-240KW | 143740
ECRADVPFP1YSP-01 | 1 Year EcoCare Advanced Service Plan for Modular Data Center Power Module 250KW-750KW | 20155
ECRADVPFP1YSP-02 | 1 Year EcoCare Advanced Service Plan for Modular Data Center Power Module 1000KW-1500KW | 23945
ECRADVPFP1YSP-03 | 1 Year EcoCare Advanced Service Plan for Modular Data Center Power Module 1750KW-2000KW+ | 37210
ECRADVPFP3YSP-01 | 3 Year EcoCare Advanced Service Plan for Modular Data Center Power Module 250KW-750KW | 58645
ECRADVPFP3YSP-02 | 3 Year EcoCare Advanced Service Plan for Modular Data Center Power Module 1000KW-1500KW | 69675
ECRADVPFP3YSP-03 | 3 Year EcoCare Advanced Service Plan for Modular Data Center Power Module 1750KW-2000KW+ | 108280
ECRADVPFP5YSP-01 | 5 Year EcoCare Advanced Service Plan for Modular Data Center Power Module 250KW-750KW | 95725
ECRADVPFP5YSP-02 | 5 Year EcoCare Advanced Service Plan for Modular Data Center Power Module 1000KW-1500KW | 113730
ECRADVPFP5YSP-03 | 5 Year EcoCare Advanced Service Plan for Modular Data Center Power Module 1750KW-2000KW+ | 176745
ECRAOTPF-I | EcoCare advanced operator training, All in One Module | 11610
ECRAOTPF-P | EcoCare advanced operator training, Power Module | 11610
ECRESSPFI1YSP-01 | 1 Year EcoCare Essential Service Plan for Modular Data Center All-In-One 20KW-60KW | 9255
ECRESSPFI1YSP-02 | 1 Year EcoCare Essential Service Plan for Modular Data Center All-In-One 80KW-120KW | 10620
ECRESSPFI1YSP-03 | 1 Year EcoCare Essential Service Plan for Modular Data Center All-In-One 140KW-180KW | 12145
ECRESSPFI1YSP-04 | 1 Year EcoCare Essential Service Plan for Modular Data Center All-In-One 200KW-240KW | 13665
ECRESSPFI3YSP-01 | 3 Year EcoCare Essential Service Plan for Modular Data Center All-In-One 20KW-60KW | 26915
ECRESSPFI3YSP-02 | 3 Year EcoCare Essential Service Plan for Modular Data Center All-In-One 80KW-120KW | 30900
ECRESSPFI3YSP-03 | 3 Year EcoCare Essential Service Plan for Modular Data Center All-In-One 140KW-180KW | 35335
ECRESSPFI3YSP-04 | 3 Year EcoCare Essential Service Plan for Modular Data Center All-In-One 200KW-240KW | 39755
ECRESSPFI5YSP-01 | 5 Year EcoCare Essential Service Plan for Modular Data Center All-In-One 20KW-60KW | 43930
ECRESSPFI5YSP-02 | 5 Year EcoCare Essential Service Plan for Modular Data Center All-In-One 80KW-120KW | 50440
ECRESSPFI5YSP-03 | 5 Year EcoCare Essential Service Plan for Modular Data Center All-In-One 140KW-180KW | 57675
ECRESSPFI5YSP-04 | 5 Year EcoCare Essential Service Plan for Modular Data Center All-In-One 200KW-240KW | 64895
ECRESSPFP1YSP-01 | 1 Year EcoCare Essential Service Plan for Modular Data Center Power Module 250KW-750KW | 14430
ECRESSPFP1YSP-02 | 1 Year EcoCare Essential Service Plan for Modular Data Center Power Module 1000KW-1500KW | 17475
ECRESSPFP1YSP-03 | 1 Year EcoCare Essential Service Plan for Modular Data Center Power Module 1750KW-2000KW+ | 28135
ECRESSPFP3YSP-01 | 3 Year EcoCare Essential Service Plan for Modular Data Center Power Module 250KW-750KW | 41980
ECRESSPFP3YSP-02 | 3 Year EcoCare Essential Service Plan for Modular Data Center Power Module 1000KW-1500KW | 50840
ECRESSPFP3YSP-03 | 3 Year EcoCare Essential Service Plan for Modular Data Center Power Module 1750KW-2000KW+ | 81860
ECRESSPFP5YSP-01 | 5 Year EcoCare Essential Service Plan for Modular Data Center Power Module 250KW-750KW | 68520
ECRESSPFP5YSP-02 | 5 Year EcoCare Essential Service Plan for Modular Data Center Power Module 1000KW-1500KW | 82985
ECRESSPFP5YSP-03 | 5 Year EcoCare Essential Service Plan for Modular Data Center Power Module 1750KW-2000KW+ | 133615
ECRFSRCLE1Y | EcoCare Cooling Expertise and on-boarding for new Modular Data Center during first year | 4645
ECRLVRFPF-A | EcoCare retrofit service for Low Voltage Panel with CTs, Installation and Configuration | 11610
ECRLVRFPF-B | EcoCare retrofit service for Low Voltage Panel, wiring existing panel for Communication | 5805
ECRPADVPFI1YSP-01 | 1 Year EcoCare Plus Advanced Service Plan for Modular Data Center All-In-One 20KW-60KW | 42825
ECRPADVPFI1YSP-02 | 1 Year EcoCare Plus Advanced Service Plan for Modular Data Center All-In-One 80KW-120KW | 54705
ECRPADVPFI1YSP-03 | 1 Year EcoCare Plus Advanced Service Plan for Modular Data Center All-In-One 140KW-180KW | 65250
ECRPADVPFI1YSP-04 | 1 Year EcoCare Plus Advanced Service Plan for Modular Data Center All-In-One 200KW-240KW | 76950
ECRPADVPFI3YSP-01 | 3 Year EcoCare Plus Advanced Service Plan for Modular Data Center All-In-One 20KW-60KW | 124610
ECRPADVPFI3YSP-02 | 3 Year EcoCare Plus Advanced Service Plan for Modular Data Center All-In-One 80KW-120KW | 159185
ECRPADVPFI3YSP-03 | 3 Year EcoCare Plus Advanced Service Plan for Modular Data Center All-In-One 140KW-180KW | 189875
ECRPADVPFI3YSP-04 | 3 Year EcoCare Plus Advanced Service Plan for Modular Data Center All-In-One 200KW-240KW | 223920
ECRPADVPFI5YSP-01 | 5 Year EcoCare Plus Advanced Service Plan for Modular Data Center All-In-One 20KW-60KW | 203400
ECRPADVPFI5YSP-02 | 5 Year EcoCare Plus Advanced Service Plan for Modular Data Center All-In-One 80KW-120KW | 259835
ECRPADVPFI5YSP-03 | 5 Year EcoCare Plus Advanced Service Plan for Modular Data Center All-In-One140KW-180KW | 309940
ECRPADVPFI5YSP-04 | 5 Year EcoCare Plus Advanced Service Plan for Modular Data Center All-In-One 200KW-240KW | 365500
ECRPADVPFP1YSP-01 | 1 Year EcoCare Plus Advanced Service Plan for Modular Data Center Power Module 250KW-750KW | 60365
ECRPADVPFP1YSP-02 | 1 Year EcoCare Plus Advanced Service Plan for Modular Data Center Power Module 1000KW-1500KW | 77170
ECRPADVPFP1YSP-03 | 1 Year EcoCare Plus Advanced Service Plan for Modular Data Center Power Module 1750KW-2000KW+ | 120010
ECRPADVPFP3YSP-01 | 3 Year EcoCare Plus Advanced Service Plan for Modular Data Center Power Module250KW-750KW | 175655
ECRPADVPFP3YSP-02 | 3 Year EcoCare Plus Advanced Service Plan for Modular Data Center Power Module 1000KW-1500KW | 224560
ECRPADVPFP3YSP-03 | 3 Year EcoCare Plus Advanced Service Plan for Modular Data Center Power Module 1750KW-2000KW+ | 349230
ECRPADVPFP5YSP-01 | 5 Year EcoCare Plus Advanced Service Plan for Modular Data Center Power Module 250KW-750KW | 286725
ECRPADVPFP5YSP-02 | 5 Year EcoCare Plus Advanced Service Plan for Modular Data Center Power Module 1000KW-1500KW | 366550
ECRPADVPFP5YSP-03 | 5 Year EcoCare Plus Advanced Service Plan for Modular Data Center Power Module 1750KW-2000KW+ | 570045
ECRPFUPGCLPMV1Y | EcoCare Cooling Only Preventive Maintenance for Modular Data Center, 1yr | 4645
ECRPFUPGCLPMV3Y | EcoCare Cooling Only Preventive Maintenance for Modular Data Center, 3yr | 13510
ECRPFUPGCLPMV5Y | EcoCare Cooling Only Preventive Maintenance for Modular Data Center, 5yr | 22055
ECRPFUPGFSR2H1Y | EcoCare System Level 2H SLA Upgrade for Modular Data Center, 1 yr | 4065
ECRPFUPGFSR2H3Y | EcoCare System Level 2H SLA Upgrade for Modular Data Center, 3 yr | 11825
ECRPFUPGFSR4H1Y | EcoCare System Level 4H SLA Upgrade for Modular Data Center, 1 yr | 3455
ECRPFUPGFSR4H3Y | EcoCare System Level 4H SLA Upgrade for Modular Data Center, 3 yr | 10050
ECRPFUPGFSR4H5Y | EcoCare System Level 4H SLA Upgrade for Modular Data Center, 5 yr | 16405
ECRPFUPGFSR8H1Y | EcoCare System Level 8H SLA Upgrade for Modular Data Center, 1 yr | 2035
ECRPFUPGFSR8H3Y | EcoCare System Level 8H SLA Upgrade for Modular Data Center, 3 yr | 5915
ECRPFUPGFSR8H5Y | EcoCare System Level 8H SLA Upgrade for Modular Data Center, 5 yr | 9650
ECRPFUPGPMV1Y | EcoCare System Level Preventive Maintenance for Modular Data Center, 1 yr | 5805
ECRPFUPGPMV3Y | EcoCare System Level Preventive Maintenance for Modular Data Center, 3 yr | 16890
ECRPFUPGPMV5Y | EcoCare System Level Preventive Maintenance for Modular Data Center, 5 yr | 27570
ECRPFUPGUPSPMV1Y | EcoCare UPS Only Preventive Maintenance for Modular Data Center, 1yr | 4645
ECRPFUPGUPSPMV3Y | EcoCare UPS Only Preventive Maintenance for Modular Data Center, 3yr | 13510
ECRPFUPGUPSPMV5Y | EcoCare UPS Only Preventive Maintenance for Modular Data Center, 5yr | 22055
ECRPFUPGWE1Y | EcoCare System Level Warranty Extension for Modular Data Center, 1 yr | Call for Quote
ECRPFUPGWE3Y | EcoCare System Level Warranty Extension for Modular Data Center, 3 yr | Call for Quote
ECRPFUPGWE5Y | EcoCare System Level Warranty Extension for Modular Data Center, 5 yr | Call for Quote
ECRRFPF-C | EcoCare retrofit service for Gateway Installation and Configuration (Existing Monitoring) | 5805
ECRRFPF-N | EcoCare retrofit service for Network and Gateway, Installation and Configuration (No Existing Monitoring) | 11610
EVNETCOMM2 | (2) Year Commercial Service Plan | 989
EVNETCOMM3 | (3) Year Commercial Service Plan | 1390
FSC1004 | EcoConsult Audit for Single-Phase UPS, 1-10 Closets, Up to 25 Assets per site | 1555
FSC1008 | EcoConsult Audit for Single-Phase UPS, 11-20 Closets, Up to 50 Assets per site | 2585
FSC1012 | EcoConsult Audit for Single-Phase UPS, 21-30 Closets, Up to 75 Assets per site | 4140
FSC1016 | EcoConsult Audit for Single-Phase UPS, 31-40 Closets, Up to 100 Assets per site | 5175
NBSP0141 | APC NetBotz Full-Year Extended Warranty Renewal- 3xx/4xx models - Single-Appliance Pack | 440
NBSP0142 | APC NetBotz Full-Year Extended Warranty Renewal - 3xx/4xx models - Five-Appliance Pack | 2005
QWBATT | Non CPCS Replacement Battery | Call for Quote
QWBATTDISP | Battery Disposal Service | Call for Quote
QWBR | Battery Replacement Service | Call for Quote
QWFCLEANSA | Third Party Data Center Equipment Cleaning Stand Alone Service for Facility Operations | Call for Quote
QWFCOOLSA | Third Party Cooling System Maintenance Stand Alone Service for Facility Operations | Call for Quote
QWFEDSSA | Third Party Electrical Distribution Maintenance Stand Alone Service for Facility Operations | Call for Quote
QWFFIRESA | Third Party Fire System Maintenance Stand Alone Service for Facility Operations | Call for Quote
QWFGENSA | Third Party Generator Maintenance Stand Alone Service for Facility Operations | Call for Quote
QWFPARTS | Procurement of Third Party Parts for Facility Operations | Call for Quote
QWFSECSA | Third Party Security System Maintenance Stand Alone Service for Facility Operations | Call for Quote
QWFUPSSA | Third Party UPS Maintenance Stand Alone Service for Facility Operations | Call for Quote
QWFXFMR | Third Party Transformer Maintenance Contract for Facility Operations | Call for Quote
QWMUPSSA | Third Party UPS Maintenance Stand Alone Service for Managed Maintenance Services | Call for Quote
QWVCLEANSA | Third Party Data Center Equipment Cleaning Stand Alone Service for Vendor Management Services | Call for Quote
QWVCOOLSA | Third Party Cooling System Maintenance Stand Alone Service for Vendor Management Services | Call for Quote
QWVEDSSA | Third Party Electrical Distribution Maintenance Stand Alone Service for Vendor Management Services | Call for Quote
QWVSEC | Third Party Security System Maintenance Contract for Vendor Management Services | Call for Quote
QWVSECSA | Third Party Security System Maintenance Stand Alone Service for Vendor Management Services | Call for Quote
SE365C-DIGI | EcoStruxure Asset Advisor (IT) License for 365 Credits | 549
WACINCAP-E6-C1 | (1) Complete AC Input Capacitor Replacement Service Labor for (1) EPS 6000 UPS 150-500 kVA | 3725
WACINCAP-E6-C2 | (1) Complete AC Input Capacitor Replacement Service Labor for (1) EPS 6000 UPS 750-800 kVA | 4260
WACINCAP-E7-00 | (1) Complete AC Input Capacitor Replacement Service Labor for (1) EPS 7000 UPS | 3605
WACINCAP-E8-00 | (1) Complete AC Input Capacitor Replacement Service Labor for (1) EPS 8000 UPS | 4280
WACINCAP-G4-00 | (1) Complete AC Input Capacitor Replacement Service Labor for (1) Galaxy 4000 UPS | 1970
WACINCAP-G5-00 | (1) Complete AC Input Capacitor Replacement Service Labor for (1) Galaxy 5000 or 5500 UPS | 2095
WACINCAP-GP-00 | (1) Complete AC Input Capacitor Replacement Service Labor for (1) Galaxy PW or PWI UPS | 2320
WACOUTCAP-E6-C1 | (1) Complete AC Output Capacitor Replacement Service Labor for (1) EPS 6000 UPS 150-500 kVA | 3725
WACOUTCAP-E7-00 | (1) Complete AC Output Capacitor Replacement Service Labor for (1) EPS 7000 UPS | 3605
WACOUTCAP-E8-00 | (1) Complete AC Output Capacitor Replacement Service Labor for (1) EPS 8000 UPS | 4280
WACOUTCAP-G4-00 | (1) Complete AC Output Capacitor Replacement Service Labor for (1) Galaxy 4000 UPS | 1765
WACOUTCAP-G5-00 | (1) Complete AC Output Capacitor Replacement Service Labor for (1) Galaxy 5000 or 5500 UPS | 1765
WACOUTCAP-GP-00 | (1) Complete AC Output Capacitor Replacement Service Labor for (1) Galaxy PW or PWI UPS | 2955
WACOUTCAP-MP-00 | (1) Complete AC Output Capacitor Replacement Service Labor for (1) MGE product | Call for Quote
WADV1PWPM-SU-06 | 1 Year NBD 1P Advantage Plan with (1) Preventive Maintenance Visit for Smart-UPS 8K-10K | 3945
WADVEAA-AA-01 | 1 Yr Advantage EAA Prevent Service Plan for (1) 1 or 3P UPS 10 - 40kVA, Batt Frm, PDU or Acc. | 299
WADVPLN1P-SPL-15 | 1 Year Advantage Plan for Li-Ion Smart-UPS L15 | 2955
WADVPLN1P-SPL-16 | 1 Year Advantage Plan for Li-Ion Smart-UPS L16 | 3325
WADVPLN1P-SPL-17 | 1 Year Advantage Plan for Li-Ion Smart-UPS L17 | 4060
WADVPLN1P-SPL-18 | 1 Year Advantage Plan for Li-Ion Smart-UPS L18 | 4845
WADVPLN1P-SU-05 | 1 Year NBD 1P Advantage Plan for Smart-UPS 5K-7K | 1750
WADVPLN1P-SU-06 | 1 Year NBD 1P Advantage Plan for Smart-UPS 8K-10K | 2005
WADVPLN1P-SU-07 | 1 Year NBD 1P Advantage Plan for Smart-UPS 15K | 2420
WADVPLN1P-SU-08 | 1 Year NBD 1P Advantage Plan for Smart-UPS 20K | 3190
WADVPLN1P-SY-05 | 1 Year NBD 1P Advantage Plan for Symmetra | 2195
WADVPLN1P-SY-06 | 1 Year NBD 1P Advantage Plan for Symmetra | 2470
WADVPLN1P-SY-07 | 1 Year NBD 1P Advantage Plan for Symmetra | 3020
WADVPLN1P-SY-08 | 1 Year NBD 1P Advantage Plan for Symmetra | 3575
WADVPLUS-E7-50 | (1) Year Advantage Plus Service Plan for (1) EPS 7000 300 to 500 kVA UPS | 11950
WADVPLUS-EZU-15 | (1) Yr Advantage Plus Service Plan for (1) Easy UPS 3S UL 10-15kVA UPS | 6270
WADVPLUS-EZU-20 | (1) Yr Advantage Plus Service Plan for (1) Easy UPS 3S UL 20kVA UPS | 6415
WADVPLUS-EZU-30 | (1) Yr Advantage Plus Service Plan for (1) Easy UPS 3S UL 30kVA UPS | 6555
WADVPLUS-EZU-40 | (1) Yr Advantage Plus Service Plan for (1) Easy UPS 3S UL 40kVA UPS | 6700
WADVPLUS-G4-50 | (1) Year Advantage Plus Service Plan for (1) Galaxy 4000 40 to 50 kVA UPS | 5270
WADVPLUS-G4-75 | (1) Year Advantage Plus Service Plan for (1) Galaxy 4000 65 to 75 kVA UPS | 5710
WADVPLUS-PM-60 | (1) Year Advantage Plus Service Plan for (1) ANRD PMM 75 to 300 kVA | 2885
WADVPLUS-UF-21 | 1 Year Advantage Plus Service Plan for CW LE Model 0600 thru 1400 | 5865
WADVPLUS-UF-22 | 1 Year Advantage Plus Service Plan for CW LE Model 1700 thru 2900 | 6020
WADVPLUS-UF-23 | 1 Year Advantage Plus Service Plan for 1 CW LE Model 3400 thru 4600 | 6175
WADVPLUS-UF-31 | 1 Year Advantage Plus Service Plan for 1 DX LE Model 0511 thru 0611 | 4240
WADVPLUS-UF-32 | 1 Year Advantage Plus Service Plan for 1 DX LE Model 0721 thru 0921 | 4755
WADVPLUS-UF-33 | 1 Year Advantage Plus Service Plan for 1 DX LE Model 1422 thru 1822 | 4855
WADVPLUS-UF-34 | 1 Year Advantage Plus Service Plan for 1 DX LE Max Model 2222 thru 3342 | 5395
WADVPLUS-VM-25 | (1) Yr Advantage Plus Service Plan for Galaxy VM 200 to 226kVA UPS, Single or Parallel Config | 7260
WADVPLUS-VS1-A25 | (1) Yr Advantage Plus Service Plan for (1) Galaxy VS 20 to 25kW UPS | 4215
WADVPLUS-VS2-A100 | (1) Yr Advantage Plus Service Plan for (1) Galaxy VS 80 to 100kW UPS | 4480
WADVPRIME-AX-80 | (1) Year Advantage Prime Service Plan for (1) Modular Cooling Frame (ACECFR20XXX or ACECFR40XXX) | 8400
WADVPRIME-AX-81 | (1) Year Advantage Prime Service Plan for (1) Air Side Economizer Module with DX | 9635
WADVPRIME-E7-50 | (1) Year Advantage Prime Service Plan for (1) EPS 7000 300 to 500 kVA UPS | 18535
WADVPRIME-EZU-15 | (1) Yr Advantage Prime Service Plan for (1) Easy UPS 3S UL 10-15kVA UPS | 9405
WADVPRIME-EZU-20 | (1) Yr Advantage Prime Service Plan for (1) Easy UPS 3S UL 20kVA UPS | 9615
WADVPRIME-EZU-30 | (1) Yr Advantage Prime Service Plan for (1) Easy UPS 3S UL 30kVA UPS | 9830
WADVPRIME-EZU-40 | (1) Yr Advantage Prime Service Plan for (1) Easy UPS 3S UL 40kVA UPS | 10045
WADVPRIME-G4-50 | (1) Year Advantage Prime Service Plan for (1) Galaxy 4000 40 to 50 kVA UPS | 6860
WADVPRIME-G4-75 | (1) Year Advantage Prime Service Plan for (1) Galaxy 4000 65 to 75 kVA UPS | 7435
WADVPRIME-UF-21 | 1 Year Advantage Prime Service Plan for CW LE Model 0600 thru 1400 | 6255
WADVPRIME-UF-22 | 1 Year Advantage Prime Service Plan for CW LE Model 1700 thru 2900 | 6415
WADVPRIME-UF-23 | 1 Year Advantage Prime Service Plan for 1 CW LE Model 3400 thru 4600 | 6580
WADVPRIME-UF-24 | 1 Year Advantage Prime Service Plan for 1 CW LE Model 4800 thru 5300 | 7025
WADVPRIME-UF-31 | 1 Year Advantage Prime Service Plan for 1 DX LE Model 0511 thru 0611 | 6350
WADVPRIME-UF-32 | 1 Year Advantage Prime Service Plan for 1 DX LE Model 0721 thru 0921 | 7130
WADVPRIME-UF-33 | 1 Year Advantage Prime Service Plan for 1 DX LE Model 1422 thru 1822 | 7405
WADVPRIME-UF-34 | 1 Year Advantage Prime Service Plan for 1 DX LE Max Model 2222 thru 3342 | 8205
WADVPRIME-VM-18 | (1) Yr Advantage Prime Service Plan for Galaxy VM 160 to 181kVA UPS, Single or Parallel Config | 10930
WADVPRIME-VM-25 | (1) Yr Advantage Prime Service Plan for Galaxy VM 200 to 226kVA UPS, Single or Parallel Config | 11275
WADVPRIME-VS1-A25 | (1) Yr Advantage Prime Service Plan for (1) Galaxy VS 20 to 25kW UPS | 6740
WADVPRIME-VS2-A100 | (1) Yr Advantage Prime Service Plan for (1) Galaxy VS 80 to 100kW UPS | 7160
WADVULTRA-AX-80 | (1) Year Advantage Ultra Service Plan for (1) Modular Cooling Frame (ACECFR20XXX or ACECFR40XXX) | 8960
WADVULTRA-E6-37 | (1) Year Advantage Ultra Service Plan for (1) EPS 6000 300 to 375 kVA UPS | 23195
WADVULTRA-E7-50 | (1) Year Advantage Ultra Service Plan for (1) EPS 7000 300 to 500 kVA UPS | 23045
WADVULTRA-E8-80 | (1) Year Advantage Ultra Service Plan for (1) EPS 8000 625 to 800 kVA UPS | 26015
WADVULTRA-EZU-15 | (1) Yr Advantage Ultra Service Plan for (1) Easy UPS 3S UL 10-15kVA UPS | 10435
WADVULTRA-EZU-20 | (1) Yr Advantage Ultra Service Plan for (1) Easy UPS 3S UL 20kVA UPS | 10625
WADVULTRA-EZU-30 | (1) Yr Advantage Ultra Service Plan for (1) Easy UPS 3S UL 30kVA UPS | 11485
WADVULTRA-EZU-40 | (1) Yr Advantage Ultra Service Plan for (1) Easy UPS 3S UL 40kVA UPS | 12090
WADVULTRA-G4-50 | (1) Year Advantage Ultra Service Plan for (1) Galaxy 4000 40 to 50 kVA UPS | 8510
WADVULTRA-G4-75 | (1) Year Advantage Ultra Service Plan for (1) Galaxy 4000 65 to 75 kVA UPS | 9225
WADVULTRA-PM-60 | (1) Year Advantage Ultra Service Plan for (1) ANRD PMM 75 to 300 kVA | 3665
WADVULTRA-UF-21 | 1 Year Advantage Ultra Service Plan for CW LE Model 0600 thru 1400 | 8590
WADVULTRA-UF-22 | 1 Year Advantage Ultra Service Plan for CW LE Model 1700 thru 2900 | 8815
WADVULTRA-UF-23 | 1 Year Advantage Ultra Service Plan for 1 CW LE Model 3400 thru 4600 | 9035
WADVULTRA-UF-24 | 1 Year Advantage Ultra Service Plan for 1 CW LE Model 4800 thru 5300 | 9670
WADVULTRA-UF-31 | 1 Year Advantage Ultra Service Plan for 1 DX LE Model 0511 thru 0611 | 8595
WADVULTRA-UF-32 | 1 Year Advantage Ultra Service Plan for 1 DX LE Model 0721 thru 0921 | 9650
WADVULTRA-UF-33 | 1 Year Advantage Ultra Service Plan for 1 DX LE Model 1422 thru 1822 | 10030
WADVULTRA-UF-34 | 1 Year Advantage Ultra Service Plan for 1 DX LE Max Model 2222 thru 3342 | 11105
WADVULTRA-VM-18 | (1) Yr Advantage Ultra Service Plan for Galaxy VM 160 to 181kVA UPS, Single or Parallel Config | 15420
WADVULTRA-VM-25 | (1) Yr Advantage Ultra Service Plan for Galaxy VM 200 to 226kVA UPS, Single or Parallel Config | 15905
WADVULTRA-VS1-A25 | (1) Yr Advantage Ultra Service Plan for (1) Galaxy VS 20 to 25kW UPS | 7680
WADVULTRA-VS2-A100 | (1) Yr Advantage Ultra Service Plan for (1) Galaxy VS 80 to 100kW UPS | 8755
WADVULTRA-VX-150 | (1) Yr Advantage Ultra Service Plan for (1) Galaxy VX 1500kVA UPS | 44435
WBATTDISP | Battery Disposal Service - per battery | Call for Quote
WBATTREPLC-E6-00 | Batt Rplcmnt Srvc for (1) EPS 6000 System - Install and Removal Labor per Battery | 78
WBATTREPLC-E7-00 | Batt Rplcmnt Srvc for (1) EPS 7000 System - Install and Removal Labor per Battery | 78
WBATTREPLC-E8-00 | Batt Rplcmnt Srvc for (1) EPS 8000 System - Install and Removal Labor per Battery | 78
WBATTREPLC-G4-00 | Batt Rplcmnt Srvc for (1) Galaxy 4000 System - Install and Removal Labor per Battery | 78
WBATTREPLC-G5-00 | Batt Rplcmnt Srvc for (1) Galaxy 5000 or 5500 System - Install and Removal Labor per Battery | 78
WBATTREPLC-G6-00 | Batt Rplcmnt Srvc for (1) Galaxy 6000 System - Install and Removal Labor per Battery | Call for Quote
WBATTREPLC-G7-00 | Batt Rplcmnt Srvc for (1) Galaxy 7000 System - Install and Removal Labor per Battery | Call for Quote
WBATTREPLC-G9-00 | Batt Rplcmnt Srvc for (1) Galaxy 9000 System - Install and Removal Labor per Battery | Call for Quote
WBATTREPLC-GP-00 | Batt Rplcmnt Srvc for (1) Galaxy PW or PWI System - Install and Removal Labor per Battery | 78
WBATTREPLC-GT-00 | Batt Rplcmnt Srvc for (1) PXC System - Install and Removal Labor per Battery | Call for Quote
WBATTREPLC-MP-00 | Batt Rplcmnt Srvc for (1) MGE UPS System - Install and Removal Labor per Battery | 78
WBATTREPLC-MW-00 | Batt Rplcmnt Srvc for (1)Symmetra MW System - Install and Removal Labor per Battery | Call for Quote
WBATTREPLC-VM-00 | Batt Rplcmnt Srvc for (1) Galaxy VM System - Install and Removal Labor per Battery | Call for Quote
WBATTREPLC-VX-00 | Batt Rplcmnt Srvc for (1) Galaxy VX System - Install and Removal Labor per Battery | Call for Quote
WBEXTWAR1YR-AC-04 | Service Pack 1 Year Warranty Extension for Accessories | 299
WBEXTWAR1YR-SP-01 | Service Pack 1 Year Warranty Extension (for new product purchases) | 74
WBEXTWAR1YR-SP-02 | Service Pack 1 Year Warranty Extension (for new product purchases) | 74
WBEXTWAR1YR-SP-03 | Service Pack 1 Year Warranty Extension (for new product purchases) | 119
WBEXTWAR1YR-SP-05 | Service Pack 1 Year Warranty Extension (for new product purchases) | 447
WBEXTWAR1YR-SP-06 | Service Pack 1 Year Warranty Extension (for new product purchases) | 890
WBEXTWAR1YR-SP-07 | Service Pack 1 Year Warranty Extension (for new product purchases) | 1480
WBEXTWAR1YR-SP-08 | Service Pack 1 Year Warranty Extension (for new product purchases) | 2070
WBEXTWAR3YR-SP-01 | Service Pack 3 Year Warranty Extension (for new product purchases) | 144
WBEXTWAR3YR-SP-02 | Service Pack 3 Year Warranty Extension (for new product purchases) | 184
WBEXTWAR3YR-SP-03 | Service Pack 3 Year Warranty Extension (for new product purchases) | 272
WBEXTWAR3YR-SP-04 | Service Pack 3 Year Warranty Extension (for new product purchases) | 526
WBEXTWAR3YR-SP-05 | Service Pack 3 Year Warranty Extension (for new product purchases) | 1020
WBEXTWAR3YR-SP-06 | Service Pack 3 Year Warranty Extension (for new product purchases) | 2040
WBEXTWAR3YR-SP-07 | Service Pack 3 Year Warranty Extension (for new product purchases) | 3395
WBEXTWAR3YR-SP-08 | Service Pack 3 Year Warranty Extension (for new product purchases) | 4755
WBPMV-UP-01 | (1) Battery Preventive Maintenance Visit | 29
WCAPREPLC-E6-C1 | (1) Complete DC Capacitor Replacement Service Labor for (1) EPS 6000 UPS 150-500 kVA | 4260
WCAPREPLC-E6-C2 | (1) Complete DC Capacitor Replacement Service Labor for (1) EPS 6000 UPS 750-800 kVA | 5100
WCAPREPLC-E7-00 | (1) Complete DC Capacitor Replacement Service Labor for (1) EPS 7000 UPS | 3885
WCAPREPLC-E8-00 | (1) Complete DC Capacitor Replacement Service Labor for (1) EPS 8000 UPS | 5115
WCAPREPLC-G4-00 | (1) Complete DC Capacitor Replacement Service Labor for (1) Galaxy 4000 UPS | 2955
WCAPREPLC-G5-00 | (1) Complete DC Capacitor Replacement Service Labor for (1) Galaxy 5000 or 5500 UPS | 2955
WCAPREPLC-GP-00 | (1) Complete DC Capacitor Replacement Service Labor for (1) Galaxy PW or PWI UPS | 3885
WCHECKUPS | (1) Post Start-Up Check-UPS Visit for New UPS | 1535
WCOOLUP-AX-22 | 2 Year Cool Upgrade for (1) InfraStruXure InRow RP Chilled Water | 9450
WCOOLUP-UF-21 | 2 Year Cool Upgrade forCW LE Model 0600 thru 1400 | 7150
WCOOLUP-UF-22 | 2 Year Cool Upgrade for CW LE Model 1700 thru 2900 | 7435
WCOOLUP-UF-23 | 2 Year Cool Upgrade for1 CW LE Model 3400 thru 4600 | 7850
WCOOLUP-UF-24 | 2 Year Cool Upgrade for 1 CW LE Model 4800 thru 5300 | 8480
WCOOLUP-UF-31 | 2 Year Cool Upgrade for1 DX LE Model 0511 thru 0611 | 8660
WCOOLUP-UF-32 | 2 Year Cool Upgrade for1 DX LE Model 0721 thru 0921 | 8980
WCOOLUP-UF-33 | 2 Year Cool Upgrade for1 DX LE Model 1422 thru 1822 | 9430
WCOOLUP-UF-34 | 2 Year Cool Upgrade for1 DX LE Max Model 2222 thru 3342 | 9675
WESPPLUS2-VS1-A25 | (2) Year EcoStruxure Service Plan Plus for (1) Galaxy VS 20 kVA UPS | 9000
WESPULTRA2-VS1-A25 | (2) Year EcoStruxure Service Plan Ultra for (1) Galaxy VS 20 kVA UPS | 16400
WEXT1YR-UF-10 | 1 Year Extended Warranty for DX LE Model 0511 thru 0611 Compressor(s) Only | 263
WEXT1YR-UF-11 | 1 Year Extended Warranty for DX LE Model 0721 thru 0921 Compressor(s) Only | 416
WEXT1YR-UF-12 | 1 Year Extended Warranty for DX LE Model 1422 thru 1822 Compressor(s) Only | 470
WEXT1YR-UF-13 | 1 Year Extended Warranty for DX LE Max Model 2222 thru 3342 Compressor(s) Only | 652
WEXT1YR-UF-21 | 1 Year Extended Warranty, Parts Only, for CW LE Model 0600 thru 1400 | 1370
WEXT1YR-UF-22 | 1 Year Extended Warranty, Parts Only, for CW LE Model 1700 thru 2900 | 1490
WEXT1YR-UF-23 | 1 Year Extended Warranty, Parts Only, for 1 CW LE Model 3400 thru 4600 | 1740
WEXT1YR-UF-31 | 1 Year Extended Warranty, Parts Only, for 1 DX LE Model 0511 thru 0611 | 1050
WEXT1YR-UF-32 | 1 Year Extended Warranty, Parts Only, for 1 DX LE Model 0721 thru 0921 | 1170
WEXT1YR-UF-33 | 1 Year Extended Warranty, Parts Only, for 1 DX LE Model 1422 thru 1822 | 1405
WEXT1YR-UF-34 | 1 Year Extended Warranty, Parts Only, for 1 DX LE Max Model 2222 thru 3342 | 1615
WEXT2YR-UF-21 | 2 Year Extended Warranty, Parts Only, for CW LE Model 0600 thru 1400 | 3475
WEXT2YR-UF-22 | 2 Year Extended Warranty, Parts Only, for CW LE Model 1700 thru 2900 | 3720
WEXT2YR-UF-23 | 2 Year Extended Warranty, Parts Only, for 1 CW LE Model 3400 thru 4600 | 4215
WEXT2YR-UF-31 | 2 Year Extended Warranty, Parts Only, for 1 DX LE Model 0511 thru 0611 | 2575
WEXT2YR-UF-32 | 2 Year Extended Warranty, Parts Only, for 1 DX LE Model 0721 thru 0921 | 2870
WEXT2YR-UF-33 | 2 Year Extended Warranty, Parts Only, for 1 DX LE Model 1422 thru 1822 | 3445
WEXT2YR-UF-34 | 2 Year Extended Warranty, Parts Only, for 1 DX LE Max Model 2222 thru 3342 | 3970
WEXTWAR1YR-SP-04 | 1 Year Extended Warranty (Renewal or High Volume) | 288
WEXTWAR1YR-SPL-12 | 1 Year Extended Warranty for Li-Ion Smart-UPS L12 | 113
WEXTWAR1YR-SPL-13 | 1 Year Extended Warranty for Li-Ion Smart-UPS L13 | 193
WEXTWAR1YR-SPL-15 | 1 Year Extended Warranty for Li-Ion Smart-UPS L15 | 690
WEXTWAR1YR-SPL-16 | 1 Year Extended Warranty for Li-Ion Smart-UPS L16 | 1365
WEXTWAR1YR-SPL-17 | 1 Year Extended Warranty for Li-Ion Smart-UPS L17 | 2395
WEXTWAR1YR-SPL-18 | 1 Year Extended Warranty for Li-Ion Smart-UPS L18 | 3200
WEXTWAR3YR-SP-04 | 3 Year Extended Warranty (High Volume) | 708
WFANREPLC-E8-00 | (1) Fan Replacement Service for (1) EPS UPS | Call for Quote
WFANREPLC-G5-00 | (1) Complete Fan Replacement Service for (1) Galaxy 5000 or 5500 UPS | Call for Quote
WFANREPLC-G6-00 | (1) Complete Fan Replacement Service for (1) Galaxy 6000 UPS | Call for Quote
WFANREPLC-G7-00 | (1) Complete Fan Replacement Service for (1) Galaxy 7000 UPS | Call for Quote
WFANREPLC-G9-00 | (1) Complete Fan Replacement Service for (1) Galaxy 9000 UPS | Call for Quote
WFANREPLC-GP-00 | (1) Complete Fan Replacement Service for (1) Galaxy PW or PWI UPS | Call for Quote
WLBPMV-LB-01 | (1) Preventive Maintenance Service for (1) Cabinet Li-Ion Battery solution | 1280
WLBPMV-LB-02 | (1) Preventive Maintenance Service for (2) Cabinets Li-Ion Battery solution | 2340
WLBPMV-LB-03 | (1) Preventive Maintenance Service for (3) Cabinets Li-Ion Battery solution | 2585
WLBPMV-LB-04 | (1) Preventive Maintenance Service for (4) Cabinets Li-Ion Battery solution | 2830
WLBPMV-LB-05 | (1) Preventive Maintenance Service for (5) Cabinets Li-Ion Battery solution | 3085
WLBPMV-LB-06 | (1) Preventive Maintenance Service for (6) Cabinets Li-Ion Battery solution | 3330
WLBPMV-LB-07 | (1) Preventive Maintenance Service for (7) Cabinets Li-Ion Battery solution | 3440
WLBPMV-LB-08 | (1) Preventive Maintenance Service for (8) Cabinets Li-Ion Battery solution | 3825
WLBPMV-LB-09 | (1) Preventive Maintenance Service for (9) Cabinets Li-Ion Battery solution | 3995
WLBPMV-LB-10 | (1) Preventive Maintenance Service for (10) Cabinets Li-Ion Battery solution | 4320
WLBPMV-LB-11 | (1) Preventive Maintenance Service for (11) Cabinets Li-Ion Battery solution | 5215
WLBPMV-LB-12 | (1) Preventive Maintenance Service for (12) Cabinets Li-Ion Battery solution | 6310
WLBPMV-LB-13 | (1) Preventive Maintenance Service for 1 Type S or O Li-ion Batt Cabinet | 6430
WLBPMV-LB-14 | (1) Preventive Maintenance Service for (14) Cabinets Li-Ion Battery solution | 6805
WLBPMV-LB-15 | (1) Preventive Maintenance Service for (15) Cabinets Li-Ion Battery solution | 6915
WLBPMV-LB-16 | (1) Preventive Maintenance Service for (16) Cabinets Li-Ion Battery solution | 7300
WLOCALCONTRACT | LOCAL AGS SERVICE CONTRACT | Call for Quote
WMBRS1-MB7-GVS | Modular Battery Replacement Service - (1) GVSBT4 7Ah for (1) Galaxy VS UPS Narrow | 6010
WMBRS1-MB9-GVS | Modular Battery Replacement Service - (1) GVSBTH4 9Ah for (1) Galaxy VS UPS or GVS Battery Cabinet | 6720
WMBRS1-MB9LL-GVS | Modular Battery Replacement Service - (1) GVSBTH4LL 9Ah long life for (1) GVS UPS or Batt. Cabinet | 7755
WMBRS1-MB-GVM1 | Modular Battery Replacement Service - 1 GVMMBTU for 1 Galaxy VM UPS Battery Cabinet Narrow or Wide | 6995
WMBRS1-MB-T4 | Modular Battery Replacement Service 1 X SYBT4 | 4700
WMBRS1-MB-T9B4 | Modular Battery Replacement Service 1 X SYBT9-B4 | 5190
WMBRS1-MB-T9B6 | Modular Battery Replacement Service 1 X SYBT9-B6 | 7030
WMBRS2-MB7-GVS | Modular Battery Replacement Service - (2) GVSBT4 7Ah for (1) Galaxy VS UPS Narrow | 9510
WMBRS2-MB9-GVS | Modular Battery Replacement Service - (2) GVSBTH4 9Ah for (1) Galaxy VS UPS or GVS Battery Cabinet | 10955
WMBRS2-MB9LL-GVS | Modular Battery Replacement Service - (2) GVSBTH4LL 9Ah long life for (1) GVS UPS or Batt. Cabinet | 12795
WMBRS2-MB-GVM2 | Modular Battery Replacement Service - 2 GVMMBTU for 1 Galaxy VM UPS Battery Cabinet Narrow or Wide | 9965
WMBRS2-MB-T4 | Modular Battery Replacement Service 2 X SYBT4 | 6980
WMBRS2-MB-T9B4 | Modular Battery Replacement Service 2 X SYBT9-B4 | 8265
WMBRS3-MB9-GVS | Modular Battery Replacement Service - (3) GVSBTH4 9Ah for (1) Galaxy VS UPS or GVS Battery Cabinet | 14915
WMBRS3-MB9LL-GVS | Modular Battery Replacement Service - (3) GVSBTH4LL 9Ah long life for (1) GVS UPS or Batt. Cabinet | 18085
WMBRS3-MB-GVM3 | Modular Battery Replacement Service - 3 GVMMBTU for 1 Galaxy VM UPS Battery Cabinet Narrow or Wide | 13120
WMBRS3-MB-T4 | Modular Battery Replacement Service 3 X SYBT4 | 10190
WMBRS3-MB-T5 | Modular Battery Replacement Service 3 X SYBT5 | 4890
WMBRS3-MB-T9B4 | Modular Battery Replacement Service 3 X SYBT9-B4 | 12405
WMBRS4-MB9-GVS | Modular Battery Replacement Service - (4) GVSBTH4 9Ah for (1) Galaxy VS UPS or GVS Battery Cabinet | 19145
WMBRS4-MB9LL-GVS | Modular Battery Replacement Service - (4) GVSBTH4LL 9Ah long life for (1) GVS UPS or Batt. Cabinet | 23280
WMBRS4-MB-GVM4 | Modular Battery Replacement Service - 4 GVMMBTU for 1 Galaxy VM UPS Battery Cabinet Narrow or Wide | 16155
WMBRS4-MB-T4 | Modular Battery Replacement Service 4 X SYBT4 | 13330
WMBRS4-MB-T5 | Modular Battery Replacement Service 4 X SYBT5 | 6435
WMBRS4-MB-T9B4 | Modular Battery Replacement Service 4 X SYBT9-B4 | 16235
WMBRS4-MB-TT | Modular Battery Replacement Service 4 X SYBATT | 4880
WMBRS5-MB9-GVS | Modular Battery Replacement Service - (5) GVSBTH4 9Ah for (1) Galaxy VS UPS or GVS Battery Cabinet | 24210
WMBRS5-MB9LL-GVS | Modular Battery Replacement Service - (5) GVSBTH4LL 9Ah long life for (1) GVS UPS or Batt. Cabinet | 28540
WMBRS5-MB-GVM5 | Modular Battery Replacement Service - 5 GVMMBTU for 1 Galaxy VM UPS Battery Cabinet Narrow or Wide | 19280
WMBRS5-MB-T9B4 | Modular Battery Replacement Service 5 X SYBT9-B4 | 19995
WMBRS6-MB9-GVS | Modular Battery Replacement Service - (6) GVSBTH4 9Ah for (1) Galaxy VS UPS or GVS Battery Cabinet | 28350
WMBRS6-MB9LL-GVS | Modular Battery Replacement Service - (6) GVSBTH4LL 9Ah long life for (1) GVS UPS or Batt. Cabinet | 34515
WMBRS6-MB-GVM6 | Modular Battery Replacement Service - 6 GVMMBTU for 1 Galaxy VM UPS Battery Cabinet Narrow or Wide | 22235
WMBRS6-MB-T5 | Modular Battery Replacement Service 6 X SYBT5 | 6650
WMBRS6-MB-T9B4 | Modular Battery Replacement Service 6 X SYBT9-B4 | 23895
WMBRS7-MB9-GVS | Modular Battery Replacement Service - (7) GVSBTH4 9Ah for (1) Galaxy VS UPS or GVS Battery Cabinet | 32345
WMBRS7-MB9LL-GVS | Modular Battery Replacement Service - (7) GVSBTH4LL 9Ah long life for (1) GVS UPS or Batt. Cabinet | 39690
WMBRS7-MB-GVM7 | Modular Battery Replacement Service - 7 GVMMBTU for 1 Galaxy VM UPS Battery Cabinet Narrow or Wide | 25325
WMBRS7-MB-T9B4 | Modular Battery Replacement Service 7 X SYBT9-B4 | 26140
WMBRS7-MB-T9B6 | Modular Battery Replacement Service 7 X SYBT9-B6 | 40485
WMBRS8-MB9-GVS | Modular Battery Replacement Service - (8) GVSBTH4 9Ah for (1) Galaxy VS UPS or GVS Battery Cabinet | 36465
WMBRS8-MB9LL-GVS | Modular Battery Replacement Service - (8) GVSBTH4LL 9Ah long life for (1) GVS UPS or Batt. Cabinet | 44860
WMBRS8-MB-GVM8 | Modular Battery Replacement Service - 8 GVMMBTU for 1 Galaxy VM UPS Battery Cabinet Narrow or Wide | 28425
WMBRS8-MB-T4 | Modular Battery Replacement Service 8 X SYBT4 | 25420
WMBRS8-MB-T9B4 | Modular Battery Replacement Service 8 X SYBT9-B4 | 31355
WMBRS8-MB-T9B6 | Modular Battery Replacement Service 8 X SYBT9-B6 | 46420
WMBRS8-MB-TT | Modular Battery Replacement Service 8 X SYBATT | 7585
WMBRS9-MB9-GVS | Modular Battery Replacement Service - (9) GVSBTH4 9Ah for (1) Galaxy VS UPS or GVS Battery Cabinet | 40585
WMBRS9-MB9LL-GVS | Modular Battery Replacement Service - (9) GVSBTH4LL 9Ah long life for (1) GVS UPS or Batt. Cabinet | 50025
WMBRS9-MB-GVM9 | Modular Battery Replacement Service - 9 GVMMBTU for 1 Galaxy VM UPS Battery Cabinet Narrow or Wide | 31515
WMBRS9-MB-T5 | Modular Battery Replacement Service 9 X SYBT5 | 8555
WMBRS9-MB-T9B4 | Modular Battery Replacement Service 9 X SYBT9-B4 | 33625
WMBRS10-MB-GVM10 | Modular Battery Replacement Service - 10 GVMMBTU for 1 Galaxy VM UPS Battery Cabinet Narrow or Wide | 34610
WMBRS10-MB-T9B6 | Modular Battery Replacement Service 10 X SYBT9-B6 | 55905
WMBRS11-MB-GVM11 | Modular Battery Replacement Service - 11 GVMMBTU for 1 Galaxy VM UPS Battery Cabinet Narrow or Wide | 37205
WMBRS12-MB-GVM12 | Modular Battery Replacement Service - 12 GVMMBTU for 1 Galaxy VM UPS Battery Cabinet Narrow or Wide | 40250
WMBRS12-MB-T4 | Modular Battery Replacement Service 12 X SYBT4 | 38895
WMBRS12-MB-T5 | Modular Battery Replacement Service 12 X SYBT5 | 11090
WMBRS12-MB-T9B4 | Modular Battery Replacement Service 12 X SYBT9-B4 | 46970
WMBRS12-MB-TT | Modular Battery Replacement Service 12 X SYBATT | 11165
WMBRS13-MB-T9B6 | Modular Battery Replacement Service 13 X SYBT9-B6 | 75450
WMBRS15-MB-T9B4 | Modular Battery Replacement Service 15 X SYBT9-B4 | 58695
WMBRS16-MB-T4 | Modular Battery Replacement Service 16 X SYBT4 | 51060
WMBRS16-MB-T5 | Modular Battery Replacement Service 16 X SYBT5 | 14865
WMBRS16-MB-T9B6 | Modular Battery Replacement Service 16 X SYBT9-B6 | 92925
WMBRS16-MB-TT | Modular Battery Replacement Service 16 X SYBATT | 15245
WMBRS18-MB-T9B4 | Modular Battery Replacement Service 18 X SYBT9-B4 | 70555
WMBRS20-MB-T9B6 | Modular Battery Replacement Service 20 X SYBT9-B6 | 116040
WMBRS24-MB-T4 | Modular Battery Replacement Service 24 X SYBT4 | 77135
WMBRS24-MB-T5 | Modular Battery Replacement Service 24 X SYBT5 | 23140
WMBRS24-MB-T9B6 | Modular Battery Replacement Service 24 X SYBT9-B6 | 139335
WMBRS24-MB-TT | Modular Battery Replacement Service 24 X SYBATT | 22540
WMBRS26-MB-T9B6 | Modular Battery Replacement Service 26 X SYBT9-B6 | 150915
WMBRS27-MB-T9B4 | Modular Battery Replacement Service 27 X SYBT9-B4 | 105715
WMBRS32-MB-T4 | Modular Battery Replacement Service 32 X SYBT4 | 100495
WMBRS32-MB-T5 | Modular Battery Replacement Service 32 X SYBT5 | 29415
WMBRS32-MB-T9B6 | Modular Battery Replacement Service 32 X SYBT9-B6 | 185440
WMBRS32-MB-TT | Modular Battery Replacement Service 32 X SYBATT | 30410
WMBRS36-MB-T9B4 | Modular Battery Replacement Service 36 X SYBT9-B4 | 141070
WMBRS48-MB-T9B6 | Modular Battery Replacement Service 48 X SYBT9-B6 | 278295
WMBSYB-MB-T4 | Modular Battery and Recycling Service 1 X SYBT4 | 3035
WMBSYB-MB-T5 | Modular Battery and Recycling Service 3 X SYBT5 | 2515
WMBSYB-MB-T9B4 | Modular Battery and Recycling Service 1 X SYBT9-B4 | 3820
WMBSYB-MB-T9B6 | Modular Battery and Recycling Service 1 X SYBT9-B6 | 5465
WMBSYB-MB-TT | Modular Battery and Recycling Service 4 X SYBATT | 3405
WMODFANRPL-MP-01 | SYPX Fan Replace Service including (1) fan kit for SYPM10KF/H type modules ONLY (not High Eff) | 2595
WMODFANRPL-MP-02 | SYPX Fan Replace Service including (2) fan kit for SYPM10KF/H type modules ONLY (not High Eff) | 3195
WMODFANRPL-MP-03 | SYPX Fan Replace Service including (3) fan kit for SYPM10KF/H type modules ONLY (not High Eff) | 3795
WMODFANRPL-MP-04 | SYPX Fan Replace Service including (4) fan kit for SYPM10KF/H type modules ONLY (not High Eff) | 4395
WMODFANRPL-MP-05 | SYPX Fan Replace Service including (5) fan kit for SYPM10KF/H type modules ONLY (not High Eff) | 4995
WMODFANRPL-MP-06 | SYPX Fan Replace Service including (6) fan kit for SYPM10KF/H type modules ONLY (not High Eff) | 5595
WMODFANRPL-MP-07 | SYPX Fan Replace Service including (7) fan kit for SYPM10KF/H type modules ONLY (not High Eff) | 6200
WMODFANRPL-MP-08 | SYPX Fan Replace Service including (8) fan kit for SYPM10KF/H type modules ONLY (not High Eff) | 6800
WMODFANRPL-MP-09 | SYPX Fan Replace Service including (9) fan kit for SYPM10KF/H type modules ONLY (not High Eff) | 8390
WMODFANRPL-MP-10 | SYPX Fan Replace Service including (10) fan kit for SYPM10KF/H type modules ONLY (not High Eff) | 8995
WMPMV5X8-AX-14 | Monthly Preventative Maintenance 5X8 for InRow SC Air Cooled Self Contained cooling solution | 11275
WMPMV5X8-AX-15 | Monthly Preventative Maintenance 5X8 for In Row ACRD Half Rack 10kw | 17145
WMPMV5X8-AX-20 | Monthly Preventative Maintenance 5X8 for NetworkAIR CW <11 kW | 11080
WMPMV5X8-AX-22 | Monthly Preventative Maintenance 5X8 for NetworkAIR CW 28-87 kW | 14385
WMPMV5X8-AX-28 | Monthly Preventative Maintenance 5X8 for (1) In Row ACRD101 series | 17045
WMPMV5X8-AX-34 | Monthly Preventative Maintenance 5X8 for (1) In Row ACRD 300 and 301 Series | 17945
WMPMV5X8-AX-36 | Monthly Preventative Maintenance 5X8 for (1) In Row ACRH 301 series | 26830
WMPMV5X8-AX-41 | Monthly Preventative Maintenance 5X8 for NetworkAIR FM A/W/G/PC 0-27 kW with OHE | 23230
WMPMV7X24-AX-14 | Monthly Preventative Maintenance 7X24 for In-Row DX 5kw self contained cooling solution. | 15915
WMPMV7X24-AX-15 | Monthly Preventative Maintenance 7X24 for In Row ACRD Half Rack 10kw | 25730
WMPMV7X24-AX-26 | Monthly Preventative Maintenance 7X24 for (1) InfraStruXure InRow RC Chilled Water | 35500
WMPMV7X24-AX-28 | Monthly Preventative Maintenance 7X24 for (1) In Row ACRD101 series | 23865
WMPMV7X24-AX-34 | Monthly Preventative Maintenance 7X24 for (1) In Row ACRD 300 and 301 Series | 25115
WMPMV7X24-AX-36 | Monthly Preventative Maintenance 7X24 for (1) In Row ACRH 301 series | 37565
WMPMV7X24-AX-41 | Monthly Preventative Maintenance 7X24 for NetworkAIR FM A/W/G/PC 0-27 kW with OHE | 31360
WMS1MHW-BASIC | 1 Month Extended Hardware Warranty for StruxureWare Data Center Expert Basic | 33
WMS1YRHW-BASIC | 1 Year Extended Hardware Warranty for StruxureWare Data Center Expert Basic | 424
WMS1YRHW-ENT | 1 Year Extended Hardware Warranty for StruxureWare Data Center Expert Enterprise | 1275
WMS1YRHW-STD | 1 Year Extended Hardware Warranty for StruxureWare Data Center Expert Standard | 705
WNBSP0131 | APC NetBotz 21-Month Bridge Sftwr & Support Warranty - 3xx/4xx models - Single-Appliance Pack | 510
WNBSP0131M | Monthly 420/320 First Year Bridge Software Warranty | 34
WNBSP0132 | APC NetBotz 21-Month Bridge Sftwr & Support Warranty - 3xx/4xx models - Five-Appliance Pack | 2285
WNBSP0133 | APC NetBotz 21-Month Bridge Sftwr & Support Warranty - 3xx/4xx models - 20-Appliance Pack | 8205
WNBSP0141 | APC NetBotz Full-Year Extended Warranty Renewal- 3xx/4xx models - Single-Appliance Pack | 438
WNBSP0141M | Monthly 420/320 Full Year Software Warranty | 51
WNBSP0142 | APC NetBotz Full-Year Extended Warranty Renewal - 3xx/4xx models - Five-Appliance Pack | 1985
WNBSP0143 | APC NetBotz Full-Year Extended Warranty Renewal- 3xx/4xx models - 20-Appliance Pack | 7030
WNBSP0231 | APC NetBotz 21-Month Bridge Sftwr & Support Warranty - 500 models - Single-Appliance Pack | 688
WNBSP0231M | Monthly 500 First Year Bridge Software Warranty | 53
WNBSP0232 | APC NetBotz 21-Month Bridge Sftwr & Support Warranty - 500 models - Five-Appliance Pack | 3165
WNBSP0233 | APC NetBotz 21-Month Bridge Sftwr & Support Warranty - 500 models - 20-Appliance Pack | 11930
WNBSP0241 | APC NetBotz Full-Year Extended Warranty Renewal- 500 Models - Single-Appliance Pack | 598
WNBSP0241M | Monthly 500 Full Year Software Warranty | 74
WNBSP0242 | APC NetBotz Full-Year Extended Warranty Renewal- 500 Models - Five-Appliance Pack | 2745
WNBSP0243 | APC NetBotz Full-Year Extended Warranty Renewal- 500 Models - 20-Appliance Pack | 10190
WNBSP3141 | APC NetBotz Three-Year Extended Warranty - 3xx/4xx Models - Single-Appliance Pack | 845
WNBSP3142 | APC NetBotz Three-Year Extended Warranty - 3xx/4xx Models - Five-Appliance Pack | 3810
WNBSP3143 | APC NetBotz Three-Year Extended Warranty - 3xx/4xx Models - 20-Appliance Pack | 13705
WNBSP3241 | APC NetBotz Three-Year Extended Warranty - 500 Models - Single-Appliance Pack | 1160
WNBSP3242 | APC NetBotz Three-Year Extended Warranty - 500 Models - Five-Appliance Pack | 5275
WNBSP3243 | APC NetBotz Three-Year Extended Warranty - 500 Models - 20-Appliance Pack | 19855
WNBWN001 | Base - 2 Year Software Support Contract (NBWL0355/NBWL0455) | 337
WNBWN002 | Base - 2 Yr Software Support Contract (NBRK0450/NBRK0550/NBRK0570) | 508
WOE1YR-EZU-15 | 1 Year On-Site Warranty Ext for (1) Easy UPS 3S UL 10-15kVA UPS | 5695
WOE1YR-EZU-20 | 1 Year On-Site Warranty Ext for (1) Easy UPS 3S UL 20kVA UPS | 5800
WOE1YR-EZU-30 | 1 Year On-Site Warranty Ext for (1) Easy UPS 3S UL 30kVA UPS | 6265
WOE1YR-EZU-40 | 1 Year On-Site Warranty Ext for (1) Easy UPS 3S UL 40kVA UPS | 6595
WOE1YR-G4-50 | (1) Year On-Site Warranty Extension for Galaxy 4000 40 to 50kVA UPS | 4645
WOE1YR-G4-75 | (1) Year On-Site Warranty Extension for Galaxy 4000 65 to 75kVA UPS | 5030
WOE1YR-NX-83 | 1 Year On-Site Warranty Extension for (1) External Battery Frame for Symmetra 250/500kW | 2055
WOE1YR-UF-21 | 1 Year On Site Warranty Ext. forCW LE Model 0600 thru 1400 | 5870
WOE1YR-UF-22 | 1 Year On Site Warranty Ext. for CW LE Model 1700 thru 2900 | 6020
WOE1YR-UF-23 | 1 Year On Site Warranty Ext. for1 CW LE Model 3400 thru 4600 | 6180
WOE1YR-UF-31 | 1 Year On Site Warranty Ext. for1 DX LE Model 0511 thru 0611 | 4835
WOE1YR-UF-32 | 1 Year On Site Warranty Ext. for1 DX LE Model 0721 thru 0921 | 5435
WOE1YR-UF-33 | 1 Year On Site Warranty Ext. for1 DX LE Model 1422 thru 1822 | 5645
WOE1YR-UF-34 | 1 Year On Site Warranty Ext. for1 DX LE Max Model 2222 thru 3342 | 6255
WOE1YR-VM-18 | 1 Yr On-Site Warranty Ext for (1) Galaxy VM 160 to 181kVA UPS, Single or Parallel Configuration | 7510
WOE1YR-VM-25 | 1 Yr On-Site Warranty Ext for (1) Galaxy VM 200 to 226kVA UPS, Single or Parallel Configuration | 7745
WOE1YR-VS1-A25 | 1 Year On-Site Warranty Ext for (1) Galaxy VS 20 to 25kW UPS | 4190
WOE1YR-VS2-A100 | 1 Year On-Site Warranty Ext for (1) Galaxy VS 80 to 100kW UPS | 4780
WOE1YR-VX-77 | 1 Year On-Site Warranty Ext for (1) Galaxy VX 750 Scalable to 1000kVA UPS | 15830
WOE2YR-EZU-15 | 2 Year On-Site Warranty Ext for (1) Easy UPS 3S UL 10-15kVA UPS | 11040
WOE2YR-EZU-20 | 2 Year On-Site Warranty Ext for (1) Easy UPS 3S UL 20kVA UPS | 11245
WOE2YR-EZU-30 | 2 Year On-Site Warranty Ext for (1) Easy UPS 3S UL 30kVA UPS | 12150
WOE2YR-EZU-40 | 2 Year On-Site Warranty Ext for (1) Easy UPS 3S UL 40kVA UPS | 12790
WOE2YR-NX-82 | 2 Yr NBD Response On-Site Warranty Extension for (1) SY 200 kVA UPS, (2) XR Frames and PDU | 35255
WOE2YR-PD-30 | (2) Year On-Site Warranty Extension for (1) PMM 30 to 300 Amp | 4745
WOE2YR-UF-21 | 2 Year On Site Warranty Ext. for CW LE Model 0600 thru 1400 | 11150
WOE2YR-UF-22 | 2 Year On Site Warranty Ext. for CW LE Model 1700 thru 2900 | 11440
WOE2YR-UF-23 | 2 Year On Site Warranty Ext. for 1 CW LE Model 3400 thru 4600 | 11735
WOE2YR-UF-31 | 2 Year On Site Warranty Ext. for 1 DX LE Model 0511 thru 0611 | 9385
WOE2YR-UF-32 | 2 Year On Site Warranty Ext. for 1 DX LE Model 0721 thru 0921 | 10545
WOE2YR-UF-33 | 2 Year On Site Warranty Ext. for 1 DX LE Model 1422 thru 1822 | 10950
WOE2YR-UF-34 | 2 Year On Site Warranty Ext. for 1 DX LE Max Model 2222 thru 3342 | 12130
WOE2YR-VM-18 | 2 Yr On-Site Warranty Ext for (1) Galaxy VM 160 to 181kVA UPS, Single or Parallel Configuration | 15020
WOE2YR-VS1-A25 | 2 Year On-Site Warranty Ext for (1) Galaxy VS 20 to 25kW UPS | 7955
WOE2YR-VS2-A100 | 2 Year On-Site Warranty Ext for (1) Galaxy VS 80 to 100kW UPS | 9075
WOE2YR-VX-77 | 2 Year On-Site Warranty Ext for (1) Galaxy VX 750 Scalable to 1000kVA UPS | 30065
WOE2YR-VX-100 | 2 Yr On-Site Warranty Ext for (1) Galaxy VX 1000kVA UPS | 34365
WOE2YR-VX-101 | 2 Year On-Site Warranty Ext for (1) Galaxy VX 1000kVA N+1 Redundant UPS | 39055
WOEBAT1YR-VM-00 | (1) Yr On-Site Warranty Ext Service Plan for (1) Galaxy VM Battery Frame | Call for Quote
WOEBAT2YR-VM-00 | (2) Yr On-Site Warranty Ext Service Plan for (1) Galaxy VM Battery Frame | Call for Quote
WPCAVCOOL-UG-01 | 1 - Pre-Contract Audit for 1 - ACSC or 300-600mm ACRC or ACRP CW Model | 1470
WPCAVCOOL-UG-02 | 1-Pre-Contract Audit for 1- 300-600mm ACRD or ACRP DX or Amico DX or CW or LE CW or UF LE DX to 50kW | 1655
WPCAVCOOL-UG-03 | 1 - Pre-Contract Audit for 1 - UF LE DX Model over 50kW | 2020
WPCAVUPS-UG-01 | 1 - Pre-Contract Audit for 1 - UPS up to 40 kVA | 1605
WPCAVUPS-UG-02 | 1 - Pre-Contract Audit for 1 - UPS - 41 to 150 kVA | 1605
WPCAVUPS-UG-03 | 1 - Pre-Contract Audit for 1 - UPS - 151 to 500 kVA | 1960
WPCAVUPS-UG-04 | 1 - Pre-Contract Audit for 1 - UPS - 501 kVA or greater | 1960
WPMV5X8-AX-07 | 1 Preventative Maintenance 5x8 for (1) 3.5kW split system unit | 3105
WPMV5X8-LQ-01 | (1) Annual PM, (1) CPOR1000, scheduled on 5x8 basis | 7250
WPMV5X8-NX-83 | (1) Additional Contract PM Visit for (1) External Battery Cabinet for Symmetra 250/500kW | 2290
WPMV5X8-PD-20 | (1) Additional Contract Preventive Maintenance Visit 5X8 for (1) 5U Rack Distribution Panel | 1995
WPMV5X8-PD-30 | (1) Addn'l Contract PM Visit for (1) 1/2 Rack Remote or (1) Modular Power Panel | 1995
WPMV5X8-PD-50 | (1) Additional Contract Preventive Maintenance Visit 5x8 for (1) InfraStruxure 60kVA or 150kVA PDU | 2495
WPMV5X8-PX-23 | (1) Additional Contract PM Visit 5X8 for (1) External Battery Cabinet for Symmetra PX 40kW | 1735
WPMV5X8-PX-33 | (1) Additional Contract PM Visit 5X8 for (1) External Battery Cabinet for Symmetra PX 80 kW | 1735
WPMV5X8-PX-63 | (1) Additional Contract PM Visit 5X8 for (1) External Battery Cabinet for Symmetra PX 160kW | 1545
WPMV7X24-AX-07 | 1 Preventative Maintenance 7x24 for (1) 3.5kW split system unit | 4905
WPMV7X24-AX-60 | (1) Preventive Maintenance Visit 7X24 for (1) High-Density Cooling Enclosure | 2170
WPMV-E6-22 | (1) Additional Contract Preventive Maintenance Visit for (1) EPS 6000 150 to 225 kVA UPS | 2995
WPMV-E6-37 | (1) Additional Contract Preventive Maintenance Visit for (1) EPS 6000 300 to 375 kVA UPS | 2995
WPMV-E6-62 | (1) Additional Contract Preventive Maintenance Visit for (1) EPS 6000 500 to 625 kVA UPS | 3240
WPMV-E6-80 | (1) Additional Contract Preventive Maintenance Visit for (1) EPS 6000 750 to 800 kVA UPS | 3240
WPMV-E7-50 | (1) Additional Contract Preventive Maintenance Visit for (1) EPS 7000 300 to 500 kVA UPS | 2615
WPMV-E8-10 | (1) Additional Contract Preventive Maintenance Visit for (1) EPS 8000 1000 kVA UPS | 2810
WPMV-E8-11 | (1) Additional Contract Preventive Maintenance Visit for (1) EPS 8000 1100 to 1125 kVA UPS | 2810
WPMV-E8-62 | (1) Additional Contract Preventive Maintenance Visit for (1) EPS 8000 555 kVA UPS | 2615
WPMV-E8-80 | (1) Additional Contract Preventive Maintenance Visit for (1) EPS 8000 625 to 800 kVA UPS | 2615
WPMV-ES-60 | (1) Additional Contract Preventive Maintenance Visit for (1) Epsilon 200 to 600A | 1875
WPMV-EZU-15 | (1) Additional Contract PM Visit 5X8 for (1) Easy UPS 3S UL 10-15kVA UPS | 3090
WPMV-EZU-20 | (1) Additional Contract PM Visit 5X8 for (1) Easy UPS 3S UL 20kVA UPS | 3160
WPMV-EZU-30 | (1) Additional Contract PM Visit 5X8 for (1) Easy UPS 3S UL 30kVA UPS | 3225
WPMV-EZU-40 | (1) Additional Contract PM Visit 5X8 for (1) Easy UPS 3S UL 40kVA UPS | 3295
WPMV-G3-21 | (1) Addnl Contract Preventive Maintenance Visit 5X8 for (1) Galaxy 3500 or SUVT 10 to 15 kVA UPS | 1435
WPMV-G3-22 | (1) Addnl Contract Preventive Maintenance Visit 5X8 for (1) Galaxy 3500 or SUVT 20 kVA UPS | 1435
WPMV-G3-23 | (1) Addnl Contract Preventive Maintenance Visit 5X8 for (1) Galaxy 3500 or SUVT 30 kVA UPS | 1435
WPMV-G3-24 | (1) Addnl Contract Preventive Maintenance Visit 5X8 for (1) Galaxy 3500 or SUVT 40 kVA UPS | 1435
WPMV-G4-50 | (1) Addnl Contract Preventive Maintenance Visit for (1) Galaxy 4000 40 to 50 kVA UPS | 1435
WPMV-G4-75 | (1) Additional Contract Preventive Maintenance Visit for (1) Galaxy 4000 65 to 75 kVA UPS | 1435
WPMV-G5-13 | (1) Additional Contract Preventive Maintenance Visit for (1) Galaxy 5000/5500 81 to 130 kVA UPS | 1735
WPMV-G5-81 | (1) Additional Contract Preventive Maintenance Visit for (1) Galaxy 5000/5500 41 to 80 kVA UPS | 1485
WPMV-GP-12 | (1) Additional Contract Preventive Maintenance Visit for (1) Galaxy PW or PWI 80 to 130 kVA UP | 2230
WPMV-GP-15 | (1) Additional Contract Preventive Maintenance Visit for (1) Galaxy PW 150 or 180 or PWI 160kVA UPS | 2230
WPMV-GP-20 | (1) Additional Contract PM Visit for (1) Galaxy PW 160 or 200 or PWI 200 kVA UPS | 2230
WPMV-GP-22 | (1) Additional Contract Preventive Maintenance Visit for (1) Galaxy PW 225 kVA UPS | 2230
WPMV-GT-60 | (1) Additional Contract Preventive Maintenance Visit for (1) PXC 50 - 60 kVA UPS | 3195
WPMV-GT-100 | (1) Additional Contract Preventive Maintenance Visit for (1) PXC 100 kVA UPS | 3420
WPMV-MDC-03 | Preventive Maintenance Vist 5X8 for (1) Level 3 Micro DC | 3105
WPMV-MDC-04 | Preventive Maintenance Vist 5X8 for (1) Level 4 Micro DC | 3885
WPMV-MDC-05 | Preventive Maintenance Vist 5X8 for (1) Level 5 Micro DC | 4660
WPMV-MP-00 | (1) Additional Contract Preventive Maintenance Visit for (1) MGE product | Call for Quote
WPMV-MW-09 | (1) Additional Contract Preventive Maintenance Visit 5X8 for (1) Symmetra MW 400-600 kVA | 2335
WPMV-MW-10 | (1) Additional Contract Preventive Maintenance Visit 5X8 for (1) Symmetra MW 800-1000 kVA | 3070
WPMV-MW-11 | (1) Additional Contract Preventive Maintenance Visit 5X8 for (1) Symmetra MW 1200-1600 kVA | 3620
WPMV-NX-10 | (1) Additional Contract PM Visit for (1) Symmetra 250kW UPS and PDU | 2795
WPMV-NX-20 | (1) Additional Contract PM Visit for (1) Symmetra 500kW UPS and PDU | 3050
WPMV-PM-30 | (1) Additional Contract Preventive Maintenance Visit for (1) PMM 30 to 300 Amp | 1400
WPMV-PX-21 | (1) Additional Contract Preventive Maintenance Visit 5X8 for (1) Symmetra PX UPS 10kVA 40 and/or PDU | 1820
WPMV-PX-31 | (1) Additional Contract PM Visit for (1) Symmetra PX 10kVA 80 or 100 frame UPS and/or PDU | 2355
WPMV-VL-200 | (1) Additional Contract PM Visit 5X8 for (1) Galaxy VL 200kW UPS | 3505
WPMV-VL-300 | (1) Additional Contract PM Visit 5X8 for (1) Galaxy VL 300kW UPS | 3660
WPMV-VL-400 | (1) Additional Contract PM Visit 5X8 for (1) Galaxy VL 400kW UPS | 3820
WPMV-VL-500 | (1) Additional Contract PM Visit 5X8 for (1) Galaxy VL 500kW UPS | 3975
WPMV-VM-18 | (1) Additional Contract PM Visit 5X8 for (1) Galaxy VM 160 to 181kVA UPS, Single or Parallel Config | 3255
WPMV-VM-25 | (1) Additional Contract PM Visit 5X8 for (1) Galaxy VM 200 to 226kVA UPS, Single or Parallel Config | 3450
WPMV-VS1-A15 | (1) Additional Contract PM Visit 5X8 for (1) Galaxy VS 10 to 15kW 208V UPS | 1905
WPMV-VS1-A25 | (1) Additional Contract PM Visit 5X8 for (1) Galaxy VS 20 to 25kW UPS | 1905
WPMV-VS1-A30 | (1) Additional Contract PM Visit 5X8 for (1) Galaxy VS 30kW UPS | 1905
WPMV-VS1-A40 | (1) Additional Contract PM Visit 5X8 for (1) Galaxy VS 40kW UPS | 1905
WPMV-VS1-A50 | (1) Additional Contract PM Visit 5X8 for (1) Galaxy VS 50kW 400 or 480V UPS | 1905
WPMV-VS2-A40 | (1) Additional Contract PM Visit 5X8 for (1) Galaxy VS 10 to 15kW UPS | 2020
WPMV-VS2-A41 | (1) Additional Contract PM Visit 5X8 for (1) Galaxy VS 20 to 25kW UPS | 2020
WPMV-VS2-A50 | (1) Additional Contract PM Visit 5X8 for (1) Galaxy VS 30 to 50kW 208V UPS | 2025
WPMV-VS2-A60 | (1) Additional Contract PM Visit 5X8 for (1) Galaxy VS 60kW UPS | 2025
WPMV-VS2-A100 | (1) Additional Contract PM Visit 5X8 for (1) Galaxy VS 80 to 100kW UPS | 2025
WPMV-VS3-A75 | (1) Additional Contract PM Visit 5X8 for (1) Galaxy VS 60 to 80kW UPS | 2260
WPMV-VS3-A150 | (1) Additional Contract PM Visit 5X8 for (1) Galaxy VS 100 to 150kW UPS | 2375
WPMV-VX-50 | (1) Additional Contract PM Visit 5X8 for (1) Galaxy VX 500 Scalable to 750kVA UPS | 3195
WPMV-VX-51 | (1) Additional Contract PM Visit 5X8 for (1) Galaxy VX 500kVA UPS | 3195
WPMV-VX-52 | (1) Additional Contract PM Visit 5X8 for (1) Galaxy VX 500kVA N+1 Redundant UPS | 4590
WPMV-VX-53 | (1) Additional Contract PM Visit 5X8 for (1) Galaxy VX 500 Scalable to 1000kVA UPS | 3195
WPMV-VX-54 | (1) Additional Contract PM Visit 5X8 for (1) Galaxy VX 500 Scalable to 1250kVA UPS | 3195
WPMV-VX-55 | (1) Additional Contract PM Visit 5X8 for (1) Galaxy VX 500 Scalable to 1500kVA UPS | 3195
WPMV-VX-62 | (1) Additional Contract PM Visit 5X8 for (1) Galaxy VX 625kVA UPS | 3495
WPMV-VX-63 | (1) Additional Contract PM Visit 5X8 for (1) Galaxy VX 625kVA N+1 Redundant UPS | 4390
WPMV-VX-64 | (1) Additional Contract PM Visit 5X8 for (1) Galaxy VX 625 Scalable to 1000kVA UPS | 3595
WPMV-VX-75 | (1) Additional Contract PM Visit 5X8 for (1) Galaxy VX 750kVA UPS | 4490
WPMV-VX-76 | (1) Additional Contract PM Visit 5X8 for (1) Galaxy VX 750kVA N+1 Redundant UPS | 4590
WPMV-VX-78 | (1) Additional Contract PM Visit 5X8 for (1) Galaxy VX 750 Scalable to 1250kVA UPS | 4545
WPMV-VX-79 | (1) Additional Contract PM Visit 5X8 for (1) Galaxy VX 750 Scalable to 1500kVA UPS | 4545
WPMV-VX-100 | (1) Additional Contract PM Visit 5X8 for (1) Galaxy VX 1000kVA UPS | 5035
WPMV-VX-102 | (1) Additional Contract PM Visit 5X8 for (1) Galaxy VX 1000 Scalable to 1250kVA UPS | 5790
WPMV-VX-103 | (1) Additional Contract PM Visit 5X8 for (1) Galaxy VX 1000 Scalable to 1500kVA UPS | 5985
WPMV-VX-120 | (1) Additional Contract PM Visit 5X8 for (1) Galaxy VX 1250kVA UPS | 5790
WPMV-VX-121 | (1) Additional Contract PM Visit 5X8 for (1) Galaxy VX 1250kVA N+1 Redundant UPS | 5985
WPMV-VX-122 | (1) Additional Contract PM Visit 5X8 for (1) Galaxy VX 1250 Scalable to 1500kVA UPS | 6125
WPMV-VX-150 | (1) Additional Contract PM Visit 5X8 for (1) Galaxy VX 1500kVA UPS | 6385
WPMV-VX-151 | (1) Additional Contract PM Visit 5X8 for (1) Galaxy VX 1500kVA N+1 Redundant UPS | 6585
WQ1PSVCMNGMT | Fleet Management Service for Single Phase UPS | Call for Quote
WQMMSPM | Project Management for one year specifically for Managed Maintenance Services | Call for Quote
WQPMV5X8-AE-25 | Quaterly Preventive Maintenance service for (1) IAEC25 250Kw Cooling Unit | 6985
WQPMV5X8-AE-50 | Quaterly Preventive Maintenance service for (1) IAEC50 500Kw Cooling Unit | 9175
WQPMV5X8-AX-14 | Quarterly Preventive Maintenance 5X8 for InRow SC Air Cooled Self Contained cooling solution. | 3845
WQPMV5X8-AX-15 | Quarterly Preventative Maintenance 5X8 for In Row ACRD Half Rack 10kw | 5835
WQPMV5X8-AX-22 | Quarterly Preventative Maintenance 5X8 for NetworkAIR CW 28-87 kW | 6540
WQPMV5X8-AX-25 | Quarterly Preventative Maintenance 5x8 For InRoom Chilled Water 28-87kw | 7895
WQPMV5X8-AX-26 | Quarterly Preventative Maintenance 5x8 for (1) InfraStruXure InRow RC Chilled Water | 11760
WQPMV5X8-AX-27 | Quarterly Preventative Maintenance 5x8 For InRoom Chilled Water greater than 87kw | 9720
WQPMV5X8-AX-28 | Quarterly Preventative Maintenance 5X8 for (1) In Row ACRD101 series | 6715
WQPMV5X8-AX-34 | Quarterly Preventative Maintenance 5X8 for (1) In Row ACRD 300 and 301 Series | 7845
WQPMV5X8-AX-36 | Quarterly Preventative Maintenance 5X8 for (1) In Row ACRH 301 series | 10525
WQPMV5X8-AX-41 | Quarterly Preventative Maintenance 5X8 for NetworkAIR FM A/W/G/PC 0-27 kW with OHE | 9485
WQPMV5X8-AX-80 | Quarterly Preventative Maintenance 5X8 for (1) Modular Cooling Frame (ACECFR20XXX or ACECFR40XXX) | 7575
WQPMV5X8-AX-81 | Quarterly Preventative Maintenance 5X8 for (1) Air Side Economizer Module with DX | 4730
WQPMV5X8-LQ-01 | (1) Quaterly PM , (1) CPOR1000, scheduled on 5x8 basis | 20710
WQPMV5X8-UF-21 | 1 Year Quarterly PM 5x8 for CW LE Model 0600 thru 1400 | 6465
WQPMV5X8-UF-22 | 1 Year Quarterly PM 5x8 for CW LE Model 1700 thru 2900 | 6810
WQPMV5X8-UF-23 | 1 Year Quarterly PM 5x8 for 1 CW LE Model 3400 thru 4600 | 6980
WQPMV5X8-UF-24 | 1 Year Quarterly PM 5x8 for 1 CW LE Model 4800 thru 5300 | 7190
WQPMV5X8-UF-28 | 1Y QUATERLY PM 5x8 for 1 FWCV36L1 or FWCV40L1 | 13170
WQPMV5X8-UF-28A | 1Y QUATERLY PM 5x8 for 1 FWCV36L2 or FWCV40L2 | 23610
WQPMV5X8-UF-31 | 1 Year Quarterly PM 5x8 for 1 DX LE Model 0511 thru 0611 | 7820
WQPMV5X8-UF-31A | 1Y QUATERLY PM 5x8 for 1 LDAV LUAV 0511 0611 | 11155
WQPMV5X8-UF-31B | 1Y QUATERLY PM 5x8 for 1 IDAV IUAV 0511 0611 | 11155
WQPMV5X8-UF-32 | 1 Year Quarterly PM 5x8 for 1 DX LE Model 0721 thru 0921 | 8785
WQPMV5X8-UF-32A | 1Y QUATERLY PM 5x8 for 1 LDAV LUAV 0711 0811 | 11600
WQPMV5X8-UF-32B | 1Y QUATERLY PM 5x8 for 1 IDAV IUAV 0711 0811 | 11600
WQPMV5X8-UF-33 | 1 Year Quarterly PM 5x8 for 1 DX LE Model 1422 thru 1822 | 8955
WQPMV5X8-UF-33A | 1Y QUATERLY PM 5x8 for 1 LDAV LUAV 1511 1911 | 11600
WQPMV5X8-UF-33B | 1Y QUATERLY PM 5x8 for 1 IDAV IUAV 1511 1911 | 11600
WQPMV5X8-UF-33C | 1Y QUATERLY PM 5x8 for 1 LDAV2422A | 11600
WQPMV5X8-UF-33D | 1Y QUATERLY PM 5x8 for 1 LUAV2422A | 11600
WQPMV5X8-UF-34 | 1 Year Quarterly PM 5x8 for 1 DX LE Max Model 2222 thru 3342 | 9965
WQPMV5X8-UF-34A | 1Y QUATERLY PM 5x8 for 1 LDAV 2522 3822 | 12485
WQPMV5X8-UF-34B | 1Y QUATERLY PM 5x8 for 1 LUAV 2522 3822 | 12485
WQPMV5X8-UF-35A | 1Y QUATERLY PM 5x8 for 1 LDAV LUAV 1111 1311 | 11600
WQPMV5X8-UF-35B | 1Y QUATERLY PM 5x8 for 1 IDAV IUAV 1111 1311 | 11600
WQPMV5X8-UF-55C | 1 Yr Qrtly PM 5x8 for 1 Air cooled Chiller Model XRAC 5622A - 6422A | 16730
WQPMV5X8-UF-56C | 1 Yr Qrtly PM 5x8 for 1 Air-Cool Free Cooling Chiller Model XRAF 5622A - 6422A | 17100
WQPMV5X8-UF-75B | 1 Yr Qrtly PM 5x8 for 1 Chiller w-freecooling Model BCEF 0752A - 0903A | 26535
WQPMV5X8-UF-75C | 1 Yr Qrtly PM 5x8 for 1 Chiller w-freecooling Model BCEF 1103A | 34170
WQPMV7X24-AX-14 | Quarterly Preventive Maintenance 7X24 for In-Row DX 5kw self contained cooling solution. | 5305
WQPMV7X24-AX-15 | Quarterly Preventative Maintenance 7X24 for In Row ACRD Half Rack 10kw | 8575
WQPMV7X24-AX-22 | Quarterly Preventive Maintenance 7X24 for NetworkAIR CW, FM CW, FM In-Row 28-87 KW | 7605
WQPMV7X24-AX-26 | Quarterly Preventative Maintenance 7X24 for (1) InfraStruXure InRow RC Chilled Water | 16140
WQPMV7X24-AX-28 | Quarterly Preventative Maintenance 7X24 for (1) In Row ACRD101 series | 9405
WQPMV7X24-AX-34 | Quarterly Preventative Maintenance 7X24 for (1) In Row ACRD 300 and 301 Series | 10765
WQPMV7X24-AX-36 | Quarterly Preventative Maintenance 7X24 for (1) In Row ACRH 301 series | 14450
WQPMV7X24-AX-41 | Quarterly Preventative Maintenance 7X24 for NetworkAIR FM A/W/G/PC 0-27 kW with OHE | 12080
WQSRVCOOL | Custom Cooling On-Demand Service | Call for Quote
WQVMSPM | Project Management for one year specifically for Vendor Managed or 3rd party Services | Call for Quote
WSAPMV-UG-01 | (1) Stand Alone PM Visit for (1) UPS up to 40 kVA UPS | 2325
WSAPMV-UG-02 | (1) Stand Alone PM Visit for (1) UPS 41 to 150 kVA | 3120
WSAPMV-UG-03 | (1) Stand Alone PM Visit for (1) UPS 151 to 500 kVA | 3485
WSAPMV-UG-04 | (1) Stand Alone PM Visit for (1) UPS 501 kVA or greater | 3870
WSITEINSP-MW-A1 | (1) Site Inspection Visit 5X8 for (1) Symmetra MW 400-600 kVA | 1760
WSITEINSP-MW-A2 | (1) Site Inspection Visit 5X8 for (1) Symmetra MW 800-1000 kVA | 1995
WSITEINSP-MW-A3 | (1) Site Inspection Visit 5X8 for (1) Symmetra MW 1200-1600 kVA | 1995
WSITEINSP-PX-A1 | (1) Site Inspection Visit 5X8 for (1) Symmetra PX 40k UPS and/or PDU | 1410
WSITEINSP-PX-B1 | (1) Site Inspection Visit 5X8 for (1) Symmetra PX 80 or 100 frame UPS and/or PDU | 1410
WSITEINSP-VL-200 | (1) Site Inspection Visit for (1) Galaxy VL 200kW UPS | 2825
WSITEINSP-VL-300 | (1) Site Inspection Visit for (1) Galaxy VL 300kW UPS | 2955
WSITEINSP-VL-400 | (1) Site Inspection Visit for (1) Galaxy VL 400kW UPS | 3080
WSITEINSP-VL-500 | (1) Site Inspection Visit for (1) Galaxy VL 500kW UPS | 3210
WSITEINSP-VS1-A15 | (1) Site Inspection Visit for (1) Galaxy VS 10 to 15kW UPS | 2235
WSITEINSP-VS1-A25 | (1) Site Inspection Visit for (1) Galaxy VS 20 to 25kW UPS | 2235
WSITEINSP-VS1-A30 | (1) Site Inspection Visit for (1) Galaxy VS 30kW UPS | 2235
WSITEINSP-VS1-A40 | (1) Site Inspection Visit for (1) Galaxy VS 40kW UPS | 2235
WSITEINSP-VS1-A50 | (1) Site Inspection Visit for (1) Galaxy VS 50kW UPS | 2235
WSITEINSP-VS2-A40 | (1) Site Inspection Visit for (1) Galaxy VS 10 to 15kW UPS | 1585
WSITEINSP-VS2-A41 | (1) Site Inspection Visit for (1) Galaxy VS 20 to 25kW UPS | 1585
WSITEINSP-VS2-A50 | (1) Site Inspection Visit for (1) Galaxy VS 30 to 50kW UPS | 2330
WSITEINSP-VS2-A60 | (1) Site Inspection Visit for (1) Galaxy VS 60kW UPS | 2330
WSITEINSP-VS2-A100 | (1) Site Inspection Visit for (1) Galaxy VS 80 to 100kW UPS | 2515
WSITEINSP-VS3-A75 | (1) Site Inspection Visit for (1) Galaxy VS 60 to 80kVA UPS | 2595
WSITEINSP-VS3-A150 | (1) Site Inspection Visit for (1) Galaxy VS 100 to 150kVA UPS | 2730
WSITEINSPEC-E6-37 | (1) Site Inspection Visit Visit for (1) EPS 6000 150 to 225 kVA UPS | 1940
WSITEINSPEC-E6-80 | (1) Site Inspection Visit Visit for (1) EPS 6000 750 to 800 kVA UPS | 1945
WSITEINSPEC-E7-50 | (1) Site Inspection Visit Visit for (1) EPS 7000 300 to 500 kVA UPS | 1785
WSITEINSPEC-E8-10 | (1) Site Inspection Visit Visit for (1) EPS 8000 1000 kVA UPS | 2145
WSITEINSPEC-E8-11 | (1) Site Inspection Visit for (1) EPS 8000 1100 to 1125 kVA UPS | 2145
WSITEINSPEC-E8-62 | (1) Site Inspection Visit Visit for (1) EPS 8000 555 kVA UPS | 1945
WSITEINSPEC-E8-80 | (1) Site Inspection Visit Visit for (1) EPS 8000 625 to 800 kVA UPS | 1945
WSITEINSPEC-ES-60 | (1) Site Inspection Visit Visit for (1) Epsilon 200 to 600A | 1335
WSITEINSPEC-EZU-15 | (1) Site Inspection Visit 5X8 for (1) Easy UPS 3S UL 10-15kVA UPS | 2780
WSITEINSPEC-EZU-20 | (1) Site Inspection Visit 5X8 for (1) Easy UPS 3S UL 20kVA UPS | 2850
WSITEINSPEC-EZU-30 | (1) Site Inspection Visit 5X8 for (1) Easy UPS 3S UL 30kVA UPS | 2910
WSITEINSPEC-EZU-40 | (1) Site Inspection Visit 5X8 for (1) Easy UPS 3S UL 40kVA UPS | 2970
WSITEINSPEC-G4-50 | (1) Site Inspection Visit Visit for (1) Galaxy 4000 40 to 50 kVA UPS | 1335
WSITEINSPEC-G4-75 | (1) Site Inspection Visit Visit for (1) Galaxy 4000 65 to 75 kVA UPS | 1335
WSITEINSPEC-G5-13 | (1) Site Inspection Visit Visit for (1) Galaxy 5000/5500 81 to 130 kVA UPS | 1430
WSITEINSPEC-G5-81 | (1) Site Inspection Visit Visit for (1) Galaxy 5000/5500 41 to 80 kVA UPS | 1375
WSITEINSPEC-GP-12 | (1) Site Inspection Visit Visit for (1) Galaxy PW or PWI 80 to 130 kVA UPS | 1555
WSITEINSPEC-GP-15 | (1) Site Inspection Visit Visit for (1) Galaxy PW 150 or 180 or PWI 160 kVA UPS | 1555
WSITEINSPEC-GP-20 | (1) Site Inspection Visit Visit for (1) Galaxy PW 160 or 200 or PWI 200 kVA UPS | 1555
WSITEINSPEC-GP-22 | (1) Site Inspection Visit Visit for (1) Galaxy PW 225 kVA UPS | 1555
WSITEINSPEC-PM-30 | (1) Site Inspection Visit Visit for (1) PMM 30 to 300 Amp | 1260
WSITEINSPEC-PM-40 | (1) Site Inspection Visit for (1) PMM 400 or 500 | 1705
WSITEINSPEC-VX-50 | (1) Site Inspection Visit 5X8 for (1) Galaxy VX 500 Scalable to 750kVA UPS | 2280
WSITEINSPEC-VX-51 | (1) Site Inspection Visit 5X8 for (1) Galaxy VX 500kVA UPS | 2430
WSITEINSPEC-VX-52 | (1) Site Inspection Visit 5X8 for (1) Galaxy VX 500kVA N+1 Redundant UPS | 3490
WSITEINSPEC-VX-53 | (1) Site Inspection Visit 5X8 for (1) Galaxy VX 500 Scalable to 1000kVA UPS | 2430
WSITEINSPEC-VX-54 | (1) Site Inspection Visit 5X8 for (1) Galaxy VX 500 Scalable to 1250kVA UPS | 2360
WSITEINSPEC-VX-55 | (1) Site Inspection Visit 5X8 for (1) Galaxy VX 500 Scalable to 1500kVA UPS | 2360
WSITEINSPEC-VX-62 | (1) Site Inspection Visit for (1) Galaxy VX 625kVA UPS | 2430
WSITEINSPEC-VX-63 | (1) Site Inspection Visit for (1) Galaxy VX 625kVA N+1 Redundant UPS | 2730
WSITEINSPEC-VX-64 | (1) Site Inspection Visit 5X8 for (1) Galaxy VX 625 Scalable to 1000kVA UPS | 2730
WSITEINSPEC-VX-75 | (1) Site Inspection Visit for (1) Galaxy VX 750kVA UPS | 3415
WSITEINSPEC-VX-76 | (1) Site Inspection Visit for (1) Galaxy VX 750kVA N+1 Redundant UPS | 3490
WSITEINSPEC-VX-78 | (1) Site Inspection Visit 5X8 for (1) Galaxy VX 750 Scalable to 1250kVA UPS | 3385
WSITEINSPEC-VX-79 | (1) Site Inspection Visit 5X8 for (1) Galaxy VX 750 Scalable to 1500kVA UPS | 3385
WSITEINSPEC-VX-102 | (1) Site Inspection Visit for (1) Galaxy VX 1000 Scalable to 1250kVA UPS | 4395
WSITEINSPEC-VX-103 | (1) Site Inspection Visit for (1) Galaxy VX 1000 Scalable to 1500kVA UPS | 4550
WSITEINSPEC-VX-120 | (1) Site Inspection Visit for (1) Galaxy VX 1250kVA UPS | 4395
WSITEINSPEC-VX-121 | (1) Site Inspection Visit for (1) Galaxy VX 1250kVA N+1 Redundant UPS | 4550
WSITEINSPEC-VX-122 | (1) Site Inspection Visit for (1) Galaxy VX 1250 Scalable to 1500kVA UPS | 4700
WSITEINSPEC-VX-150 | (1) Site Inspection Visit for (1) Galaxy VX 1500kVA UPS | 4855
WSITEINSPEC-VX-151 | (1) Site Inspection Visit for (1) Galaxy VX 1500kVA N+1 Redundant UPS | 5005
WSPMV5X8-AE-25 | Semi-Annual Preventive Maintenance service for (1) IAEC25 250Kw Cooling Unit | 4115
WSPMV5X8-AE-50 | Semi-Annual Preventive Maintenance service for (1) IAEC50 500Kw Cooling Unit | 5800
WSPMV5X8-AX-14 | Semi-Annual Preventative Maintenance 5X8 for InRow SC Air Cooled Self Contained cooling solution. | 1945
WSPMV5X8-AX-15 | Semi-Annual Preventative Maintenance 5X8 for In Row ACRD Half Rack 10kw | 2950
WSPMV5X8-AX-22 | Semi-Annual Preventative Maintenance 5X8 for NetworkAIR CW 28-87 kW | 4815
WSPMV5X8-AX-25 | Semi-Annual Preventative Maintenance 5x8 For InRoom Chilled Water 28-87kw | 4815
WSPMV5X8-AX-26 | Semi Annual Preventative Maintenance 5X8 for InfraStruXure InRow RC | 1955
WSPMV5X8-AX-27 | Semi-Annual Preventative Maintenance 5x8 For InRoom Chilled Water greater than 87kw | 5025
WSPMV5X8-AX-28 | Semi-Annual Preventative Maintenance 5X8 for (1) In Row ACRD101 series | 3880
WSPMV5X8-AX-34 | Semi-Annual Preventative Maintenance 5X8 for (1) In Row ACRD 300 and 301 Series | 4185
WSPMV5X8-AX-36 | Semi-Annual Preventative Maintenance 5X8 for (1) In Row ACRH 301 series | 5265
WSPMV5X8-AX-41 | Semi-Annual Preventative Maintenance 5X8 for NetworkAIR FM A/W/G/PC 0-27 kW with OHE | 4910
WSPMV5X8-AX-70 | Semi-Annual Preventative Maintenance 5x8 for R134A Pumped Refrigerant Distribution Unit (RDU) | 2155
WSPMV5X8-AX-73 | Semi-Annual Preventative Maintenance 5x8 for R134A Pumped Refrigerant InRow Unit (ACOA or ACRA) | 1440
WSPMV5X8-AX-80 | Semi-Annual Preventative Maintenance 5X8 for (1) Modular Cooling Frame (ACECFR20XXX or ACECFR40XXX) | 3820
WSPMV5X8-AX-81 | Semi-Annual Preventative Maintenance 5X8 for (1) Air Side Economizer Module with DX | 2380
WSPMV5X8-LQ-01 | (1) Semi-Annual PM, (1) CPOR1000, scheduled on 5x8 basis | 13805
WSPMV5X8-UF-21 | 1 Year Semi-Annual PM 5x8 for CW LE Model 0600 thru1400 | 3350
WSPMV5X8-UF-22 | 1 Year Semi-Annual PM 5x8 for CW LE Model 1700 thru 2900 | 3435
WSPMV5X8-UF-23 | 1 Year Semi-Annual PM 5x8 for 1 CW LE Model 3400 thru 4600 | 3525
WSPMV5X8-UF-24 | 1 Year Semi-Annual PM 5x8 for 1 CW LE Model 4800 thru 5300 | 3685
WSPMV5X8-UF-28 | 1Y Semi-Annual PM 5x8 for 1 FWCV36L1 or FWCV40L1 | 7750
WSPMV5X8-UF-28A | 1Y Semi-Annual PM 5x8 for 1 FWCV36L2 or FWCV40L2 | 11805
WSPMV5X8-UF-31 | 1 Year Semi-Annual PM 5x8 for 1 DX LE Model 0511 thru 0611 | 3950
WSPMV5X8-UF-31A | 1Y Semi-Annual PM 5x8 for 1 LDAV LUAV 0511 0611 | 6390
WSPMV5X8-UF-31B | 1Y Semi-Annual PM 5x8 for 1 IDAV IUAV 0511 0611 | 6390
WSPMV5X8-UF-32 | 1 Year Semi-Annual PM 5x8 for 1 DX LE Model 0721 thru 0921 | 4440
WSPMV5X8-UF-32A | 1Y Semi-Annual PM 5x8 for 1 LDAV LUAV 0711 0811 | 6685
WSPMV5X8-UF-32B | 1Y Semi-Annual PM 5x8 for 1 IDAV IUAV 0811 0911 | 6685
WSPMV5X8-UF-33 | 1 Year Semi-Annual PM 5x8 for 1 DX LE Model 1422 thru 1822 | 4530
WSPMV5X8-UF-33A | 1Y Semi-Annual PM 5x8 for 1 LDAV LUAV 1511 1911 | 6685
WSPMV5X8-UF-33B | 1Y Semi-Annual PM 5x8 for 1 IDAV IUAV 1511 1911 | 6685
WSPMV5X8-UF-33C | 1Y Semi-Annual PM 5x8 for 1 LDAV2422A | 6685
WSPMV5X8-UF-33D | 1Y Semi-Annual PM 5x8 for 1 LUAV2422A | 6685
WSPMV5X8-UF-34 | 1 Year Semi-Annual PM 5x8 for 1 DX LE Max Model 2222 thru 3342 | 5030
WSPMV5X8-UF-34A | 1Y Semi-Annual PM 5x8 for 1 LDAV 2522 3822 | 7275
WSPMV5X8-UF-34B | 1Y Semi-Annual PM 5x8 for 1 LUAV 2522 3822 | 7275
WSPMV5X8-UF-35A | 1Y Semi-Annual PM 5x8 for 1 LDAV LUAV 1111 1311 | 6685
WSPMV5X8-UF-35B | 1Y Semi-Annual PM 5x8 for 1 IDAV IUAV 1111 1311 | 6685
WSPMV5X8-UF-55C | 1 Yr Semi-Ann PM 5x8 for 1 Air cooled Chiller Model XRAC 5622A - 6422A | 11985
WSPMV5X8-UF-56C | 1 Yr Semi-Ann PM 5x8 for 1 Air-Cool Free Cooling Chiller Model XRAF 5622A - 6422A | 13235
WSPMV5X8-UF-75B | 1 Yr Semi-Ann PM 5x8 for 1 Chiller w-freecooling Model BCEF 0752A - 0903A | 13270
WSPMV5X8-UF-75C | 1 Yr Semi-Ann PM 5x8 for 1 Chiller w-freecooling Model BCEF 1103A | 17085
WSPMV7X24-AX-14 | Semi-Annual Preventative Maintenance 7X24 for In-Row DX 5kw self contained cooling solution. | 2675
WSPMV7X24-AX-15 | Semi-Annual Preventative Maintenance 7X24 for In Row ACRD Half Rack 10kw | 4335
WSPMV7X24-AX-22 | Semi-Annual Preventative Maintenance 7X24 for NetworkAIR CW 28-87 kW | 5930
WSPMV7X24-AX-26 | Semi Annual Preventative Maintenance 7X24 for InfraStruXure InRow RC | 2840
WSPMV7X24-AX-28 | Semi-Annual Preventative Maintenance 7X24 for In (1) In Row ACRD101 series | 5425
WSPMV7X24-AX-34 | Semi-Annual Preventative Maintenance 7X24 for In (1) In Row ACRD 300 and 301 Series | 5745
WSPMV7X24-AX-36 | Semi-Annual Preventative Maintenance 7X24 for In (1) In Row ACRH 301 series | 7225
WSPMV7X24-AX-41 | Semi-Annual Preventative Maintenance 7X24 for NetworkAIR FM A/W/G/PC 0-27 kW with OHE | 6220
WULTRABAT-VM-00 | (1) Yr Advantage Ultra Plan for (1) Galaxy VM External Battery Frame | Call for Quote
WULTRABAT-VM-48 | (1) Yr Advantage Ultra Plan for (1) Galaxy Wide Modular Batt Frame with up to 48 batteries | Call for Quote
WUPG4HR-UF-00 | (1) Year 4 HR Response Upgrade to Existing Service Contract for (1) Cooling Product | 1090
WUPG4HR-UG-01 | 1 Year 4HR 7X24 Response Upgrade to Factory Warranty or Existing Service Contract for up to 40 kVA | 1075
WUPG8HR7-UF-00 | (1) Year 8HR Response Upgrade to Existing Service Contract for (1) Cooling Product | 744
WUPG8HR7X24-UG-01 | 1 Year 8HR 7X24 Response Upgrade to Factory Warranty or Existing Service Contract for up to 40 kVA | 938
WUPGASSEM7-LB-00 | Scheduling Upgrade 7X24 for Existing Assembly of (1) Lithium-Ion Battery Cabinet | 1260
WUPGBATRPL7-UP-02 | Scheduling Upgrade from 5X8 to 7X24 for Existing Battery Replacement Service - per battery | 26
WUPGBPMV7X24-UP-01 | Scheduling Upgrade to 7X24 for Existing Battery Preventive Maint | 9.9
WUPGCAPRPL7-UG-01 | Scheduling Upgrade to 7X24 for Existing Capacitor Replacement Service for up to 40 kVA UPS | 1095
WUPGCAPRPL7-UG-02 | Scheduling Upgrade to 7X24 for Existing Capacitor Replacement Service for 41 to 150 kVA | 1315
WUPGCAPRPL7-UG-03 | Scheduling Upgrade to 7X24 for Existing Capacitor Replacement Service for 151 to 500 kVA | 1780
WUPGCAPRPL7-UG-04 | Scheduling Upgrade to 7X24 for Existing Capacitor Replacement Service for 501 kVA or greater | 2355
WUPGEAA-UG-01 | 1Yr EAA Prev Srvc Upgrd to FW or Exstng Srvc Plan - (1) 1or3P UPS 10 - 40kVA, Batt Frm, PDU or Acc. | 242
WUPGFWOS-AX-00 | (1) Yr Next Business Day Onsite Service Upgrade to Factory Warranty | 1625
WUPGMBRS7X24-LX-01 | Scheduling Upgrade to 7X24 for MBRS up to 40 kVA UPS | 634
WUPGMBRS7X24-LX-02 | Scheduling Upgrade to 7X24 for MBRS for 41 to 150 kVA UPS | 832
WUPGMBRS7X24-LX-03 | Scheduling Upgrade to 7X24 for MBRS for 151 to 500 kVA UPS | 1120
WUPGMBRS7X24-LX-04 | Scheduling Upgrade to 7X24 for MBRS for 501 kVA or greater | 1430
WUPGMBRS7X24-MB-00 | Scheduling Upgrade to 7X24 for MBRS | Call for Quote
WUPGMBRS7X24-NX-01 | Scheduling Upgrade to 7X24 for MBRS up to 40 kVA UPS | 1140
WUPGMBRS7X24-NX-02 | Scheduling Upgrade to 7X24 for MBRS for 41 to 150 kVA UPS | 1375
WUPGMBRS7X24-NX-03 | Scheduling Upgrade to 7X24 for MBRS for 151 to 500 kVA UPS | 1935
WUPGMBRS7X24-NX-04 | Scheduling Upgrade to 7X24 for MBRS for 501 kVA or greater | 2465
WUPGMBRS7X24-PX-01 | Scheduling Upgrade to 7X24 for MBRS up to 40 kVA UPS | 778
WUPGMBRS7X24-PX-02 | Scheduling Upgrade to 7X24 for MBRS for 41 to 150 kVA UPS | 1015
WUPGMBRS7X24-PX-03 | Scheduling Upgrade to 7X24 for MBRS for 151 to 500 kVA UPS | 1575
WUPGMBRS7X24-PX-04 | Scheduling Upgrade to 7X24 for MBRS for 501 kVA or greater | 2105
WUPGMPMV5X8-AX-00 | Upgrade to provide Monthly 5X8 Preventive Maintenance Visits AX-00 | 9305
WUPGMPMV7X24-AX-00 | 7X24 Scheduling Upgrade from Existing Monthly Preventive Maintenance Service | 13960
WUPGMPRS7X24-MP-01 | Scheduling Upgrade to 7X24 for MPRS up to 40 kVA UPS | 1540
WUPGMPRS7X24-MP-02 | Scheduling Upgrade to 7X24 for MPRS for 41 to 150 kVA UPS | 1835
WUPGMPRS7X24-MP-03 | Scheduling Upgrade to 7X24 for MPRS for 151 to 500 kVA UPS | 2795
WUPGMPRS7X24-MP-04 | Scheduling Upgrade to 7X24 for MPRS for 501 kVA or greater | 3810
WUPGONSITEFW-SB-00 | (1) YR NBD On-site Service Upgrade to Factory Warrenty | 940
WUPGONSITEFW-SY-00 | (1) YR NBD On-Site Service Upgrade to Factory Warranty | 1110
WUPGPCAVCOL7-UG-01 | Sched Upgrd to 7X24 to Existing PCAV for 1-ACSC, 300-600mm ACRC or ACRPCW Mod | 728
WUPGPCAVCOL7-UG-02 | Sched Upgrd to 7X24 to Existing PCAV for 1- 300-600mm ACRD, ACRPDX, AMDX, CW, LECW or UFLEDX to 50kW | 814
WUPGPCAVCOL7-UG-03 | Sched Upgrd to 7X24 to Existing PCAV for 1 - UFLEDX Model over 50kW | 999
WUPGPCAVUPS7-UG-01 | Scheduling Upgrade to 7X24 for Existing PCAV for up to 40 kVA UPS | 814
WUPGPCAVUPS7-UG-02 | Scheduling Upgrade to 7X24 for Existing PCAV for 41 to 150 kVA UPS | 814
WUPGPCAVUPS7-UG-03 | Scheduling Upgrade to 7X24 for Existing PCAV for 151 to 500 kVA UPS | 999
WUPGPCAVUPS7-UG-04 | Scheduling Upgrade to 7X24 for Existing PCAV for 501 kVA or greater UPS | 999
WUPGPMV5X8-LQ-01 | (1) Annual PM 5X8 - Upgrade for (1) CPOR1000 | 5525
WUPGPMV7-UF-00 | Upgrade to provide 7X24 Scheduling for Existing CoolUp Factory Re-Commissioning Visit | 762
WUPGPMV7X24-AX-00 | 7X24 Scheduling Upgrade from Existing Preventive Maintenance Service | 756
WUPGPMV7X24-UG-01 | Scheduling Upgrade to 7X24 for Existing PM or Addnl PM Visit for up to 40 kVA UPS | 702
WUPGPMV7X24-UG-02 | Scheduling Upgrade to 7X24 for Existing PM or Addnl PM Visit for 41 to 150 kVA | 967
WUPGPMV7X24-UG-03 | Scheduling Upgrade to 7X24 for Existing PM or Addnl PM Visit for 151 to 500 kVA | 1505
WUPGPMV7X24-UG-04 | Scheduling Upgrade to 7X24 for Existing PM or Addnl PM Visit for 501 kVA or greater | 1860
WUPGQPMV5-AE-25 | Upgrade from Semi-Annual 5x8 PM to Quarterly 5X8 for (1) IAEC25 250Kw Cooling Unit | 2920
WUPGQPMV5-AE-50 | Upgrade from Semi-Annual 5x8 PM to Quarterly 5X8 for (1) IAEC50 500Kw Cooling Unit | 3430
WUPGQPMV5-UF-00 | Upgrade to provide Quarterly 5X8 Preventive Maintenance Visits | 1920
WUPGQPMV5X8-AX-00 | Upgrade to provide Quarterly 5X8 Preventive Maintenance Visits | 1865
WUPGQPMV7-AE-25 | Upgrade from Semi-Annual 5X8 PM to Quarterly 7X24 for (1) IAEC25 250Kw Cooling Unit | 5545
WUPGQPMV7-AE-50 | Upgrade from Semi-Annual 5X8 PM to Quarterly 7X24 for (1) IAEC50 500Kw Cooling Unit | 7100
WUPGQPMV7-UF-00 | Upgrade to provide Quarterly 7X24 Preventive Maintenance Visits | 2965
WUPGQPMV7X24-AX-00 | 7X24 Scheduling Upgrade from Existing Quarterly Preventive Maintenance Service | 2880
WUPGSIV7X24-UG-01 | Scheduling Upgrade to 7X24 for Existing Site Inspection Visit for up to 40 kVA UPS | 670
WUPGSIV7X24-UG-02 | Scheduling Upgrade to 7X24 for Existing Site Inspection Visit for 41 to 150 kVA | 999
WUPGSIV7X24-UG-03 | Scheduling Upgrade to 7X24 for Existing Site Inspection Visit for 151 to 500 kVA | 1165
WUPGSIV7X24-UG-04 | Scheduling Upgrade to 7X24 for Existing Site Inspection Visit for 501 kVA or greater | 1335
WUPGSPMV7-AE-25 | Upgrade from Semi-Annual 5X8 PM to 7X24 for (1) IAEC25 250Kw Cooling Unit | 1585
WUPGSPMV7-AE-50 | Upgrade from Semi-Annual 5X8 PM to 7X24 for (1) IAEC50 500Kw Cooling Unit | 2235
WUPGSPMV7-UF-00 | Upgrade to provide Semi-Annual 7X24 Preventive Maintenance Visits | 1440
WUPGSTRTUP7-LB-00 | Scheduling Upgrade 7X24 for Existing Start-Up of (1) Lithium-Ion Battery Cabinet | 949
QWTRN | Customized Training Service | Call for Quote
WAOT-VS1-00 | Advanced Operator Training for Galaxy VS | 7635
WAOT-VX-00 | Advanced Operator Training for Galaxy VX | 8015
WAOTP-VX-00 | Advanced Operator Training for Galaxy VX Parallel | 7635
WTRNUF | Contractor Field Service Level Training for Uniflair | Call for Quote
ANS500 | CUSTOM 3RD PARTY PROFESSIONAL SERVICE | Call for Quote
QWASSESS | Assessment Service | Call for Quote
WQASSESS | Assessment Service | Call for Quote
WQENGINEER | Engineering Design Service | Call for Quote
CLBACNET | EcoStruxure IT Advisor: Cooling Optimize BACnet License | 21.75
CLCONTROL | EcoStruxure IT Advisor: Cooling Optimize Control Module | 1785
CLECFAN | EcoStruxure IT Advisor: Cooling Optimize EC Fan adapter | 85
CLENGINE | EcoStruxure IT Advisor: Cooling Optimize Server | 11185
CLGATEWAY | EcoStruxure IT Advisor: Cooling Optimize Gateway | 3095
CLHUMID | EcoStruxure IT Advisor: Cooling Optimize Humidity Sensor | 621
CLPOWER | EcoStruxure IT Advisor: Cooling Optimize Power Sensor | 641
CLPRESSURE | EcoStruxure IT Advisor: Cooling Optimize Pressure Sensor | 1090
CLTEMP | EcoStruxure IT Advisor: Cooling Optimize Temperature Sensor | 524
CLVENGINE | EcoStruxure IT Advisor: Cooling Optimize Virtual Server | 3670
QSFTWEKKHW | Third Party Sensors | Call for Quote
QSFTWVIGHW | Hardware Provided by Third party Software Provider | Call for Quote
QWSFTWDCV1 | Third Party Software DC Vision License 1 year | Call for Quote
QWSFTWDCV3 | Third Party Software DC Vision License 3 year | Call for Quote
QWSFTWDCV5 | Third Party Software DC Vision License 5 year | Call for Quote
QWSFTWEKK1 | Third Party Software Cooling Advisor License 1 year | Call for Quote
QWSFTWEKK3 | Third Party Software Cooling Advisor License 3 year | Call for Quote
QWSFTWEKK5 | Third Party Software Cooling Advisor License 5 year | Call for Quote
QWSFTWVIGLIC | Third Party Software Perpetual License | Call for Quote
QWSFTWVIGSER | EcoStruxure Partner Service Provided by a Third Party | Call for Quote
QWSFTWVIGSUB1 | Third Party Software 1YR Subscription | Call for Quote
QWSFTWVIGSUB3 | Third Party Software 3YR Subscription | Call for Quote
QWSFTWVIGSUB4 | Third Party Software 4YR Subscription | Call for Quote
QWSFTWVIGSUB5 | Third Party Software 5YR Subscription | Call for Quote
QWSFTWVIGSUP1 | Third Party Software 1YR Support Contract | Call for Quote
QWSFTWVIGSUP3 | Third Party Software 3YR Support Contract | Call for Quote
QWSFTWVIGSUP4 | Third Party Software 4YR Support Contract | Call for Quote
QWSFTWVIGSUP5 | Third Party Software 5YR Support Contract | Call for Quote
SFTWCAP10R-DIGI | EcoStruxure IT Advisor Capacity 10 Rack Subscription License | 2185
SFTWCAP100R-DIGI | EcoStruxure IT Advisor Capacity 100 Rack Subscription License | 25200
SFTWCFD | Subscription, 1 year, CFD software for designing and optimizing data center cooling | 19290
SFTWCFDESSENTIAL | License, 1 month, CFD software for designing and optimizing data center cooling | 7075
SFTWCFDUNLIMITED | License, 3 months, CFD software for designing and optimizing data center cooling | 9645
SWDCO10RCL-DIGI | EcoStruxure IT Advisor: Cooling Optimize 10 Rack License | 6495
SWDCOBASECL-DIGI | EcoStruxure IT Advisor: Cooling Optimize Base Control SW | 16240
SWPLBA10R-DIGI | IT Advisor Perpetual License Base 10 Racks | 1440
SWPLBA100R-DIGI | IT Advisor Perpetual License Base 100 Racks | 14400
SWPLBA1000R-DIGI | IT Advisor Perpetual License Base 1000 Racks | 144000
SWPLBAENT-DIGI | IT Advisor Perpetual Enterprise License Base | Call for Quote
SWPLCA10R-DIGI | IT Advisor Perpetual License Capacity 10 Racks | 2880
SWPLCA100R-DIGI | IT Advisor Perpetual License Capacity 100 Racks | 28800
SWPLCA1000R-DIGI | IT Advisor Perpetual License Capacity 1000 Racks | 216000
SWPLCAENT-DIGI | IT Advisor Perpetual Enterprise License Capacity | Call for Quote
SWPLCH10R-DIGI | IT Advisor Perpetual License Change 10 Racks | 1730
SWPLCH100R-DIGI | IT Advisor Perpetual License Change 100 Racks | 17280
SWPLCH1000R-DIGI | IT Advisor Perpetual License Change 1000 Racks | 129600
SWPLCHENT-DIGI | IT Advisor Perpetual Enterprise License Change | Call for Quote
SWSABA1Y10R-DIGI | IT Advisor SaaS Subscription Base 1 Year 10 Racks | 692
SWSABA1Y100R-DIGI | IT Advisor SaaS Subscription Base 1 Year 100 Racks | 6915
SWSABA1Y1000R-DIGI | IT Advisor SaaS Subscription Base 1 Year 1000 Racks | 69120
SWSABA3Y10R-DIGI | IT Advisor SaaS Subscription Base 3 Years 10 Racks | 1870
SWSABA3Y100R-DIGI | IT Advisor SaaS Subscription Base 3 Years 100 Racks | 18670
SWSABA3Y1000R-DIGI | IT Advisor SaaS Subscription Base 3 Years 1000 Racks | 186660
SWSABA5Y10R-DIGI | IT Advisor SaaS Subscription Base 5 Years 10 Racks | 2765
SWSABA5Y100R-DIGI | IT Advisor SaaS Subscription Base 5 Years 100 Racks | 27650
SWSABA5Y1000R-DIGI | IT Advisor SaaS Subscription Base 5 Years 1000 Racks | 276480
SWSACA1Y10R-DIGI | IT Advisor SaaS Subscription Capacity 1 Year 10 Racks | 1385
SWSACA1Y100R-DIGI | IT Advisor SaaS Subscription Capacity 1 Year 100 Racks | 13825
SWSACA1Y1000R-DIGI | IT Advisor SaaS Subscription Capacity 1 Year 1000 Racks | 103680
SWSACA3Y10R-DIGI | IT Advisor SaaS Subscription Capacity 3 Years 10 Racks | 3735
SWSACA3Y100R-DIGI | IT Advisor SaaS Subscription Capacity 3 Years 100 Racks | 37335
SWSACA3Y1000R-DIGI | IT Advisor SaaS Subscription Capacity 3 Years 1000 Racks | 279990
SWSACA5Y10R-DIGI | IT Advisor SaaS Subscription Capacity 5 Years 10 Racks | 5530
SWSACA5Y100R-DIGI | IT Advisor SaaS Subscription Capacity 5 Years 100 Racks | 55300
SWSACA5Y1000R-DIGI | IT Advisor SaaS Subscription Capacity 5 Years 1000 Racks | 414720
SWSACH1Y10R-DIGI | IT Advisor SaaS Subscription Change 1 Year 10 Racks | 830
SWSACH1Y100R-DIGI | IT Advisor SaaS Subscription Change 1 Year 100 Racks | 8300
SWSACH1Y1000R-DIGI | IT Advisor SaaS Subscription Change 1 Year 1000 Racks | 62235
SWSACH3Y10R-DIGI | IT Advisor SaaS Subscription Change 3 Years 10 Racks | 2245
SWSACH3Y100R-DIGI | IT Advisor SaaS Subscription Change 3 Years 100 Racks | 22410
SWSACH3Y1000R-DIGI | IT Advisor SaaS Subscription Change 3 Years 1000 Racks | 168075
SWSACH5Y10R-DIGI | IT Advisor SaaS Subscription Change 5 Years 10 Racks | 3320
SWSACH5Y100R-DIGI | IT Advisor SaaS Subscription Change 5 Years 100 Racks | 33195
SWSACH5Y1000R-DIGI | IT Advisor SaaS Subscription Change 5 Years 1000 Racks | 248940
SWSUBA1Y10R-DIGI | IT Advisor On Prem Subscription Base 1 Year 10 Racks | 576
SWSUBA1Y100R-DIGI | IT Advisor On Prem Subscription Base 1 Year 100 Racks | 5760
SWSUBA1Y1000R-DIGI | IT Advisor On Prem Subscription Base 1 Year 1000 Racks | 57600
SWSUBA3Y10R-DIGI | IT Advisor On Prem Subscription Base 3 Years 10 Racks | 1560
SWSUBA3Y100R-DIGI | IT Advisor On Prem Subscription Base 3 Years 100 Racks | 15555
SWSUBA3Y1000R-DIGI | IT Advisor On Prem Subscription Base 3 Years 1000 Racks | 155520
SWSUBA5Y10R-DIGI | IT Advisor On Prem Subscription Base 5 Years 10 Racks | 2305
SWSUBA5Y100R-DIGI | IT Advisor On Prem Subscription Base 5 Years 100 Racks | 23040
SWSUBA5Y1000R-DIGI | IT Advisor On Prem Subscription Base 5 Years 1000 Racks | 230400
SWSUCA1Y10R-DIGI | IT Advisor On Prem Subscription Capacity 1 Year 10 Racks | 1155
SWSUCA1Y100R-DIGI | IT Advisor On Prem Subscription Capacity 1 Year 100 Racks | 11520
SWSUCA1Y1000R-DIGI | IT Advisor On Prem Subscription Capacity 1 Year 1000 Racks | 86400
SWSUCA3Y10R-DIGI | IT Advisor On Prem Subscription Capacity 3 Years 10 Racks | 3115
SWSUCA3Y100R-DIGI | IT Advisor On Prem Subscription Capacity 3 Years 100 Racks | 31105
SWSUCA3Y1000R-DIGI | IT Advisor On Prem Subscription Capacity 3 Years 1000 Racks | 233280
SWSUCA5Y10R-DIGI | IT Advisor On Prem Subscription Capacity 5 Years 10 Racks | 4610
SWSUCA5Y100R-DIGI | IT Advisor On Prem Subscription Capacity 5 Years 100 Racks | 46080
SWSUCA5Y1000R-DIGI | IT Advisor On Prem Subscription Capacity 5 Years 1000 Racks | 345600
SWSUCH1Y10R-DIGI | IT Advisor On Prem Subscription Change 1 Year 10 Racks | 692
SWSUCH1Y100R-DIGI | IT Advisor On Prem Subscription Change 1 Year 100 Racks | 6915
SWSUCH1Y1000R-DIGI | IT Advisor On Prem Subscription Change 1 Year 1000 Racks | 51840
SWSUCH3Y10R-DIGI | IT Advisor On Prem Subscription Change 3 Years 10 Racks | 1870
SWSUCH3Y100R-DIGI | IT Advisor On Prem Subscription Change 3 Years 100 Racks | 18670
SWSUCH3Y1000R-DIGI | IT Advisor On Prem Subscription Change 3 Years 1000 Racks | 139995
SWSUCH5Y10R-DIGI | IT Advisor On Prem Subscription Change 5 Years 10 Racks | 2765
SWSUCH5Y100R-DIGI | IT Advisor On Prem Subscription Change 5 Years 100 Racks | 27650
SWSUCH5Y1000R-DIGI | IT Advisor On Prem Subscription Change 5 Years 1000 Racks | 207360
WCL1M10R-DIGI | Data Center Operation: Cooling Optimize, 1 Month Software Support Contract, 10 Racks | 78
WCL1M100R-DIGI | Data Center Operation: Cooling Optimize, 1 Month Software Support Contract, 100 Racks | 779
WCL1YR10R-DIGI | EcoStruxure IT Advisor: Cooling Optimize, 1 Year Software Support Contract, 10 Racks | 1025
WCL3YR10R-DIGI | Data Center Operation: Cooling Optimize, 3 Year Software Support Contract, 10 Racks | 2765
WCL3YR100R-DIGI | Data Center Operation: Cooling Optimize, 3 Year Software Support Contract, 100 Racks | 18295
WPLBA1Y10R-DIGI | IT Advisor Support Contract for Perpetual License Base 1 Year 10 Racks | 288
WPLBA1Y100R-DIGI | IT Advisor Support Contract for Perpetual License Base 1 Year 100 Racks | 2880
WPLBA1Y1000R-DIGI | IT Advisor Support Contract for Perpetual License Base 1 Year 1000 Racks | 28800
WPLBA1YENT-DIGI | IT Advisor Support Contract for Enterprise License Base 1 Year | Call for Quote
WPLBA3Y10R-DIGI | IT Advisor Support Contract for Perpetual License Base 3 Years 10 Racks | 778
WPLBA3Y100R-DIGI | IT Advisor Support Contract for Perpetual License Base 3 Years 100 Racks | 7780
WPLBA3Y1000R-DIGI | IT Advisor Support Contract for Perpetual License Base 3 Years 1000 Racks | 77760
WPLBA3YENT-DIGI | IT Advisor Support Contract for Enterprise License Base 3 Years | Call for Quote
WPLBA5Y10R-DIGI | IT Advisor Support Contract for Perpetual License Base 5 Years 10 Racks | 1155
WPLBA5Y100R-DIGI | IT Advisor Support Contract for Perpetual License Base 5 Years 100 Racks | 11520
WPLBA5Y1000R-DIGI | IT Advisor Support Contract for Perpetual License Base 5 Years 1000 Racks | 115200
WPLBA5YENT-DIGI | IT Advisor Support Contract for Enterprise License Base 5 Years | Call for Quote
WPLCA1Y10R-DIGI | IT Advisor Support Contract for Perpetual License Capacity 1 Year 10 Racks | 576
WPLCA1Y100R-DIGI | IT Advisor Support Contract for Perpetual License Capacity 1 Year 100 Racks | 5760
WPLCA1Y1000R-DIGI | IT Advisor Support Contract for Perpetual License Capacity 1 Year 1000 Racks | 43200
WPLCA1YENT-DIGI | IT Advisor Support Contract for Enterprise License Capacity 1 Year | Call for Quote
WPLCA3Y10R-DIGI | IT Advisor Support Contract for Perpetual License Capacity 3 Years 10 Racks | 1560
WPLCA3Y100R-DIGI | IT Advisor Support Contract for Perpetual License Capacity 3 Years 100 Racks | 15555
WPLCA3Y1000R-DIGI | IT Advisor Support Contract for Perpetual License Capacity 3 Years 1000 Racks | 116640
WPLCA3YENT-DIGI | IT Advisor Support Contract for Enterprise License Capacity 3 Years | Call for Quote
WPLCA5Y10R-DIGI | IT Advisor Support Contract for Perpetual License Capacity 5 Years 10 Racks | 2305
WPLCA5Y100R-DIGI | IT Advisor Support Contract for Perpetual License Capacity 5 Years 100 Racks | 23040
WPLCA5Y1000R-DIGI | IT Advisor Support Contract for Perpetual License Capacity 5 Years 1000 Racks | 172800
WPLCA5YENT-DIGI | IT Advisor Support Contract for Enterprise License Capacity 5 Years | Call for Quote
WPLCH1Y10R-DIGI | IT Advisor Support Contract for Perpetual License Change 1 Year 10 Racks | 346
WPLCH1Y100R-DIGI | IT Advisor Support Contract for Perpetual License Change 1 Year 100 Racks | 3460
WPLCH1Y1000R-DIGI | IT Advisor Support Contract for Perpetual License Change 1 Year 1000 Racks | 25920
WPLCH1YENT-DIGI | IT Advisor Support Contract for Enterprise License Change 1 Year | Call for Quote
WPLCH3Y10R-DIGI | IT Advisor Support Contract for Perpetual License Change 3 Years 10 Racks | 933
WPLCH3Y100R-DIGI | IT Advisor Support Contract for Perpetual License Change 3 Years 100 Racks | 9325
WPLCH3Y1000R-DIGI | IT Advisor Support Contract for Perpetual License Change 3 Years 1000 Racks | 69930
WPLCH3YENT-DIGI | IT Advisor Support Contract for Enterprise License Change 3 Years | Call for Quote
WPLCH5Y10R-DIGI | IT Advisor Support Contract for Perpetual License Change 5 Years 10 Racks | 1385
WPLCH5Y100R-DIGI | IT Advisor Support Contract for Perpetual License Change 5 Years 100 Racks | 13825
WPLCH5Y1000R-DIGI | IT Advisor Support Contract for Perpetual License Change 5 Years 1000 Racks | 103680
WPLCH5YENT-DIGI | IT Advisor Support Contract for Enterprise License Change 5 Years | Call for Quote
PPS330 | Schneider OffGrid Portable Power Station 330, 120V, 332Wh Lithium-ion, 2 NEMA, Sinewave | 486
PPS500 | Schneider OffGrid Portable Power Station 500, 120V, 516.6Wh Lithium-ion, 3 NEMA, Sinewave | 785
PPS730 | Schneider OffGrid Portable Power Station 730, 120V, 738Wh Lithium-ion, 3 NEMA, Sinewave | 991
PSP100 | Schneider OffGrid Portable Solar Panel, 100W | 455
PSP200 | Schneider OffGrid Portable Solar Panel, 200W | 761
PFMIEQ | Custom Single IT Module – Easy range | Call for Quote
QPFMP | 3rd party production Power Module/Skid | Call for Quote
CSRV1YR353 | CUSTOM MAINTENANCE SERVICE CONTRACT | Call for Quote
INSRV356 | CUSTOM INTERNAL INTERVENTION SERVICE | Call for Quote
QWCBM | Custom Exchange Service Progam for Single Phase Products | Call for Quote
QWCBR | Third Party Battery Maintenance/Replacement Service Contract | Call for Quote
QWCMD | Custom Monitoring and Dispatch Services | Call for Quote
QWOEMPARTS | Miscellaneous OEM parts for Authorized 3rd party provider non-contract fulfillment | Call for Quote
QWPFDCPARTS | Miscellaneous PFDC parts for Authorized 3rd party provider non-contract fulfillment | Call for Quote
QWPFSOD | Miscellaneous non-contract Service On Demand for (1) PFDC System - PO Out | Call for Quote
QWSC | Third Party Custom Quoted Service Contract | Call for Quote
QWSRV | Miscellaneous Service SKU | Call for Quote
QWXBUASCO | XBU ASCO Srvc Contract | Call for Quote
QWXBUASCOMOD | XBU ASCO Modernization Service | Call for Quote
QWXBUASCOOD | XBU ASCO On Demand Service | Call for Quote
QWXBUASCOPARTS | XBU ASCO Service Parts | Call for Quote
QWXBUBLDNGCNTRCT | XBU Bldng Service Contract | Call for Quote
QWXBUBLDNGSA | XBU Bldng Stand alone Service | Call for Quote
QWXBUBLDNGSPARTS | XBU Bldng Service Parts | Call for Quote
QWXBUDPIBS | XBU Digital Power IBS | Call for Quote
QWXBUDPIBSHRD | XBU Digital Power IBS Hardware | Call for Quote
QWXBUDPIBSPQ | XBU Digital Power IBS Power Quality | Call for Quote
QWXBUDPIBSSFT | XBU Digital Power IBS Software | Call for Quote
QWXBUDPIBSSRV | XBU Digital Power IBS Service | Call for Quote
QWXBUINDMOD | XBU Industry Moderization Service | Call for Quote
QWXBUINDSPARTS | XBU Industry Service Parts | Call for Quote
QWXBUPARTS | ITD XBU Spare Parts | Call for Quote
QWXBUPARTSSPAAS | Spare Part as a Service | Call for Quote
QWXBUPMECNTRCT | XBU PME Service Contract | Call for Quote
QWXBUPMESA | XBU PME Stand alone Service | Call for Quote
QWXBUPMESPARTS | XBU PME Service Parts | Call for Quote
WADVPLUS-AX-31 | (1) Year Advantage Plus Service Plan for NetworkAIR CM A/W/G/PC with OHE | 4440
WADVPLUS-PX-39 | (1) Year Advantage Plus Service Plan for (1) Symmetra PX UPS 90kVA 100 and/or PDU | 8535
WADVPRIME-E8-11 | (1) Year Advantage Prime Service Plan for (1) EPS 8000 1100 to 1125 kVA UPS | 17205
WADVPRIME-E8-80 | (1) Year Advantage Prime Service Plan for (1) EPS 8000 625 to 800 kVA UPS | 14215
WADVPRIME-PX-39 | (1) Year Advantage Prime Service Plan for (1) Symmetra PX UPS 90kVA 100 and/or PDU | 9480
WAGSTRAVEL | AGS TRAVEL | Call for Quote
WFULLDAYSTNDBYNBH | Full Day Service Standby Labor Only during Normal Business Hours | 5640
WFULLDAYSTNDBYONBH | Full Day Service Standby Labor Only Outside Normal Business Hours | 8460
WHALFDAYSTNDBYNBH | Half Day Service Standby Labor Only during Normal Business Hours | 3595
WHALFDAYSTNDBYONBH | Half Day Service Standby Labor Only Outside Normal Business Hours | 5385
WMPMV5X8-AX-26 | Monthly Preventative Maintenance 5x8 (1) InfraStruXure InRow RC Chilled Water | 25360
WOOWREP | OUT OF WARRANTY REPAIR | Call for Quote
WQCBR | Battery Maintenance/Replacement Service Contract | Call for Quote
WQPFSOD | Miscellaneous non-contract Service On Demand for (1) PFDC System | Call for Quote
WQSC | Custom quoted service contract | Call for Quote
WQSC-EQ-00 | Custom quoted service contract for EPS product | Call for Quote
WQSC-GQ-00 | Custom quoted service contract for Galaxy Products | Call for Quote
WQSC-MP-00 | Custom quoted service contract for (1) MGE product | Call for Quote
WQSC-PM-00 | Custom quoted service contract for PMM | Call for Quote
WSRVCBI-ANN | Service Contract Bi-Annual Billing Fee | Call for Quote
WSRVCMONTHLY | Service Contract Monthly Billing Fee | Call for Quote
WSRVCQUARTERLY | Service Contract Quarterly Billing Fee | Call for Quote
WDCUILTCOURSES | Data Center University Instructor Lead Training without examination | Call for Quote
AP9513 | MEASURE-UPS SWITCH KIT | 164
AR7000A | NetShelter SX 42U 600mm Wide Perforated Curved Door Black | 671
AR7003 | NetShelter SX Colocation 20U 600mm Wide Perforated Curved Door Black | 691
AR7005 | NetShelter SX 45U 600mm Wide Perforated Curved Door Black | 714
AR7050A | NetShelter SX 42U 750mm Wide Perforated Curved Door Black | 754
AR7055 | NetShelter SX 45U 750mm Wide Perforated Curved Door Black | 830
AR7057A | NetShelter SX 48U 750mm Wide Perforated Curved Door Black | 850
AR7060 | NetShelter SX 12U 600mm Wide Perforated Curved Door Black | 488
AR7061 | NetShelter SX 18U 600mm Wide Perforated Curved Door Black | 544
AR7100 | NetShelter SX 42U 600mm Wide Perforated Split Doors Black | 666
AR7103 | NetShelter SX Colocation 20U 600mm Wide Perforated Split Doors Black | 539
AR7105 | NetShelter SX 45U 600mm Wide Perforated Split Doors Black | 720
AR7107 | NetShelter SX 48U 600mm Wide Perforated Split Doors Black | 805
AR7150 | NetShelter SX 42U 750mm Wide Perforated Split Doors Black | 861
AR7155 | NetShelter SX 45U 750mm Wide Perforated Split Doors Black | 992
AR7157 | NetShelter SX 48U 750mm Wide Perforated Split Doors Black | 1050
AR7160 | NetShelter SX 12U 600mm Wide Perforated Split Doors Black | 544
AR7161 | NetShelter SX 18U 600mm Wide Perforated Split Doors Black | 572
AR7201 | NetShelter SX 600mm Wide x 1070mm Deep Standard Roof Black | 296
AR7201A | NetShelter SX 600mm Wide x 1070mm Deep Performance Roof Black | 296
AR7203 | Roof Match Kit for SX to VX, 600mm | 577
AR7209 | NetShelter SX Trough and Partition Roof Bridge | 165
AR7211A | NetShelter SX 600mm Wide x 1200mm Deep Performance Roof Black | 711
AR7212 | NetShelter SX 750mm Wide x 1200mm Deep Roof | 575
AR7251 | NetShelter SX 750mm Wide x 1070mm Deep Standard Roof Black | 563
AR7251A | NetShelter SX 750mm Wide x 1070mm Deep Performance Roof Black | 563
AR7252 | NetShelter SX 750mm Wide x 1070mm Deep Networking Roof | 668
AR7252W | NetShelter SX 750mm Wide x 1070mm Deep Networking Roof SE White | 977
AR7260 | NetShelter SX 12U/18U Roof 900mm Deep Black | 446
AR7261 | NetShelter SX 12U/18U Roof 1070mm Deep Black | 460
AR7301 | NetShelter SX 42U 1070mm Deep Split Side Panels Black Qty 2 | 614
AR7303W | NetShelter SX 42U 1200mm Deep Split Side Panels Qty. (2), SE White | 1135
AR7304W | NetShelter SX 48U 1200mm Deep Split Side Panels Qty. (2), SE White | 1205
AR7305A | NetShelter SX 42U 1070 Split Feed Through Side Panels Black Qty 2 | 1395
AR7307 | NetShelter SX 45U 1070mm Deep Split Side Panels Black Qty 2 | 779
AR7308 | NetShelter SX 45U 1200mm Deep Split Side Panels Black Qty 2 | 1180
AR7313 | NetShelter SX 42U 1200 Split Feed Through Side Panels Black Qty 2 | 1370
AR7314 | NetShelter SX 48U 1200 Split Feed Through Side Panels Black Qty 2 | 1520
AR7315 | NetShelter SX 45U 1070 Split Feed Through Side Panels Black Qty 2 | 1030
AR7316 | NetShelter SX 45U 1200 Split Feed Through Side Panels Black Qty 2 | 1275
AR7360 | NetShelter SX 12U 900mm Deep Side Panel (Qty 1) | 600
AR7361 | NetShelter SX 18U 900mm Deep Side Panel (Qty 1) | 767
AR7362 | NetShelter SX 12U 1070mm Deep Side Panel (Qty 1) | 627
AR7363 | NetShelter SX 18U 1070mm Deep Side Panel (Qty 1) | 795
AR7371 | NetShelter SX 48U 1070mm Deep Split Side Panels Black Qty 2 | 634
AR7375 | NetShelter SX 48U 1070 Split Feed Through Side Panels Black Qty 2 | 1445
AR7502 | Vertical Cable Organizer, NetShelter SX, 42U (Qty. 2) | 247
AR7503 | NetShelter SX 42U 600mm Wide Recessed Rail Kit | 279
AR7504 | NetShelter SX 48U 600mm Wide Recessed Rail Kit | 305
AR7505 | Vertical Cable Organizer, Center Rear Mount, NetShelter SX | 339
AR7508 | NetShelter SX 42U 750mm Wide Recessed Rail Kit | 376
AR7510 | "NetShelter SX 42U, 23" EIA Mounting Rails for 750-mm Wide Enclosures, Square Holes Qty 4" | 1885
AR7511 | Narrow Vertical Cable Organizer, NetShelter SX, 42U | 217
AR7540 | Toolless Cable Management Rings (Qty 10) | 60
AR7552 | Vertical Cable Organizer, NetShelter SX, 45U | 243
AR7572 | Vertical Cable Organizer, NetShelter SX, 48U | 245
AR7578 | NetShelter SX 48U 750mm Wide Recessed Rail Kit | 376
AR7580A | Vertical Cable Manager for NetShelter SX 750mm Wide 42U | 617
AR7581A | Hinged Covers for NetShelter SX 750mm Wide 42U Vertical Cable Manager (Qty 2) | 234
AR7582A | Cable Retainer for NetShelter SX 750mm Wide Vertical Cable Managers (Qty 6) | 91
AR7585 | Vertical Cable Manager for NetShelter SX 750mm Wide 45U (Qty 2) | 680
AR7586 | Hinged Covers for NetShelter SX 750mm Wide 45U Vertical Cable Manager (Qty 2) | 265
AR7588 | Vertical Cable Manager for NetShelter SX 750mm Wide 48U | 711
AR7589 | Hinged Covers for NetShelter SX 750mm Wide 48U Vertical Cable Manager (Qty 2) | 296
AR7600 | NetShelter SX 42U/48U Baying Trim Kit Black | 60
AR7700 | NetShelter SX 600mm/750mm Stabilizer Plate | 165
AR7701 | NetShelter SX Bolt-Down Kit | 154
AR7701A-S | NETSHELTER SX HIGH SEISMIC REGION & OSHPD BOLT-DOWN KIT | 148
AR7706 | Mounting Rail Brush Strips, NetShelter SX, 750mm Wide | 384
AR7707 | Cable Management Rings, 8 Inch Deep, NetShelter SX, 750mm Wide (Qty. 8) | 154
AR7708 | NetShelter SX Air Recirculation Prevention Kit | 199
AR7710 | Cable Containment Brackets with PDU Mounting Capability for NetShelter SX | 239
AR7711 | NetShelter Zero U Accessory Mounting Bracket | 174
AR7714 | NetShelter SX Roof Brush Strip | 163
AR7716 | NetShelter SX 750mm Wide x 1200mm Deep Networking Roof | 717
AR7716W | NetShelter SX 750mm Wide x 1200mm Deep Networking Roof SE White | 717
AR7717A | Vertical Cable Manager for NetShelter SX 42U Networking Enclosure (Qty 4) | 586
AR7719 | NetShelter ValueLine Swivel Caster Kit (Qty = 4) | 157
AR7721 | Vertical Cable Manager for NetShelter SX 600mm Wide 42U (Qty 2) | 401
AR7722 | Vertical Cable Manager for NetShelter SX 600mm Wide 45U (Qty 2) | 433
AR7723 | Vertical Cable Manager for NetShelter SX 600mm Wide 48U (Qty 2) | 464
AR7727 | Vertical Cable Manager for NetShelter SX 45U Networking Enclosure (Qty 4) | 586
AR7731 | NetShelter SX External Air Sealing Kit | 1240
AR7737 | Vertical Cable Manager for NetShelter SX 48U Networking Enclosure (Qty 4) | 586
AR8006A | Equipment Support Rails for 600mm Wide Enclosure | 143
AR8008BLK | Horizontal Cable Organizer Side Channel 18 to 30 inch adjustment | 137
AR8101BLK | "Blanking Panel Kit 19" Black (1U, 2U, 4U, 8U)" | 200
AR8105BLK | Fixed Shelf - 50lbs/23kg, Black | 143
AR8108BLK | "1U Blanking Panel Kit 19" Black" | 66
AR8113A | Cable Management Rings (Qty. 5 Large and 5 Small Rings) | 131
AR8122BLK | Fixed Shelf - 250lbs/114kg, Black | 219
AR8123BLK | Sliding Shelf - 100lbs/45kg Black | 486
AR8125 | "Shelf, Adjustable 18"-25" 250 lb Black" | 270
AR8127BLK | "19" Rotating Keyboard Drawer Black" | 870
AR8128BLK | Sliding Shelf - 200lbs/91kg Black | 938
AR8129 | Cable Management Arm | 222
AR8132A | Combination Lock Handles (Qty 2) | 421
AR8136BLK | "APC 1U 19" Black Modular Toolless Blanking Panel - Qty 10" | 113
AR8136BLK200 | "APC 1U 19" Black Modular Toolless Blanking Panel - Qty 200" | 1205
AR8136WHT | "APC 1U 19" White Modular Toolless Blanking Panel - Qty 10" | 113
AR8136WHT200 | "APC 1U 19" White Modular Toolless Blanking Panel - Qty 200" | 1205
AR8150BLK | "Adapter Kit 23" to 19", Black" | 91
AR8162ABLK | Data Cable Partition, NetShelter, 600mm Wide | 116
AR8163ABLK | Data Cable Partition, NetShelter, 600mm Wide, pass-through | 116
AR8164ABLK | "Cable Ladder 6" (15cm) Wide w/Ladder Attachment Kit (AR8166ABLK)" | 481
AR8164AKIT | "Cable Ladder 6" (15cm) Wide (Qty 1)" | 374
AR8165ABLK | "Cable Ladder 12" (30cm) Wide w/Ladder Attachment Kit (AR8166ABLK)" | 506
AR8165AKIT | "Cable Ladder 12" (30cm) Wide (Qty 1)" | 390
AR8166ABLK | Cable Ladder Attachment Kit, Power Cable Troughs | 160
AR8169 | Cable Ladder Clamp Kit | 74
AR8172BLK | Data Cable Partition, NetShelter, 750mm Wide | 185
AR8173BLK | Data Cable Partition, NetShelter, 750mm Wide, pass-through | 185
AR8177BLK | Cable Ladder Attachment Kit, 750mm Wide, Data Cable Partitions | 194
AR8184 | Cable Partition, 300mm | 109
AR8186 | Bracket Kit, Cable Ladder Elevation | 117
AR8190BLK | Third Party Rack Trough and Partition Adapter | 532
AR8355 | NetShelter WX Vented Gland Plates | 70
AR8359 | NetShelter WX Caster Kit | 265
AR8392BLK | 42U SEISMIC LEFT SIDE PANEL 1070MM DEEP BLACK | 535
AR8393BLK | 42U SEISMIC RIGHT SIDE PANEL 1070MM DEEP BLACK | 623
AR8400 | 12-24 Hardware Kit | 49
AR8422 | Fixed Shelf - 250lbs | 197
AR8425A | Horizontal Cable Organizer 1U | 103
AR8426A | Horizontal Cable Organizer 2U | 111
AR8428 | Horizontal Cable Organizer 2U w/pass through holes | 100
AR8429 | Horizontal Cable Organizer 1U w/brush strip | 83
AR8442 | Vertical Cable Organizer, 8 Cable Rings, Zero U | 293
AR8443A | Vertical Fiber Organizer | 322
AR8444 | Spools for Vertical Fiber Organizer Qty. (4) | 148
AR8451 | APC Data Distribution 1U Panel, Holds 4 each Data Distribution Cables for a Total of 24 Ports | 60
AR8452 | APC Data Distribution 2U Panel, Holds 8 each Data Distribution Cables for a Total of 48 Ports | 89
AR8462 | Cable Ladder Angle Clamp Kit | 208
AR8465 | Cable Ladder Wall Termination Kit | 100
AR8472 | AR106V Filter. | 168
AR8560 | Cable Trough, Open Bottom, 600mm | 259
AR8561 | Cable Trough, 600mm | 251
AR8567 | Trough End Cap | 89
AR8571 | Cable Trough, 750mm | 293
AR8574 | Perforated Cover, Cable Trough, 600mm | 154
AR8575 | Perforated Cover, Cable Trough, 750mm | 154
AR8576 | Ladder Hanger Kit, Cable Trough | 123
AR8580 | Cable Trough, Open Bottom, 300mm | 217
AR8600A | "Horizontal Cable Manager, 2U x 4" Deep, Single-Sided with Cover" | 208
AR8602A | "Horizontal Cable Manager, 1U x 4" Deep, Single-Sided with Cover" | 154
AR8603A | "2U Horizontal Cable Manager, 6" Fingers Top, Bottom Tie Down" | 273
AR8605 | "3U Horizontal Cable Manager, 6" Fingers top and bottom" | 293
AR8606 | "2U Horizontal Cable Manager, 6" Fingers top and bottom" | 194
AR8612 | "1U Horizontal Cable Manager, 6" deep, Single-Sided" | 174
AR8615 | "CDX,Vertical Cable Manager, 84"x6"Wide, Single-Sided" | 1365
AR8621 | Toolless Hook and Loop Cable Managers (Qty 10) | 86
AR8635 | "CDX, Vertical Cable Manager, 84"x10" wide, Single-Sided" | 2010
AR8645 | "CDX, Vertical Cable Manager, 84"x10" wide Double-Sided" | 2620
AR8654 | Cable Fall for NetShelter Racks and Enclosures (Qty 2) | 214
AR8665 | "CDX, Vertical Cable Management, 84"x12" wide, Single-Sided" | 1900
AR8675 | "CDX, Vertical Cable Manager, 84"x12" wide, Double-Sided" | 2845
AR8678 | "CDX Side Cover, for Single Sided 84" Manager" | 677
AR8679 | "CDX,Side Cover, for Double Sided 84" Manager" | 737
AR8682 | "CDX, Connector Accessory Bracket, 10" (2 per kit)" | 143
AR8683 | "CDX, Connector Accessory Bracket, 12" (2 per kit)" | 148
AR8715 | "Valueline, Vertical Cable Manager for 2 & 4 Post Racks, 84"H X 6"W, Single-Sided with Door" | 589
AR8725 | "Valueline, Vertical Cable Manager for 2 & 4 Post Racks, 84"H X 6"W, Double-Sided with Doors" | 751
AR8765 | "Valueline, Vertical Cable Manager for 2 & 4 Post Racks, 84"H X 12"W, Single-Sided with Door" | 884
AR8775 | "Valueline, Vertical Cable Manager for 2 & 4 Post Racks, 84"H X 12"W, Double-Sided with Doors" | 1035
AR702407 | NetShelter SV 48U 600mm Wide Perforated Flat Door Black | 597
AR702480 | NetShelter SV 42U 800mm Wide Perforated Flat Door Black | 635
AR712107 | NetShelter SV 48U 600mm Wide Perforated Split Rear Doors Black | 662
AR712400 | NetShelter SV 42U 600mm Wide Perforated Split Rear Doors | 628
AR712480 | NetShelter SV 42U 800mm Wide Perforated Split Rear Doors | 731
AR732400 | NetShelter SV 42U 1060mm Deep Side Panels Black | 458
AR732500 | NetShelter SV 42U 1200mm Deep Side Panels Black | 484
AR732507 | NetShelter SV 48U 1200mm Deep Side Panels Black | 511
AR824002 | Accessory Bracket (Qty 2), NetShelter SV | 104
AR7540100 | Toolless Cable Management Rings (Qty 100) | 586
DDCC6-015 | APC Data Distribution Cable, CAT6 UTP CMR 6XRJ-45 Black, 15FT (4.5M) | 373
DDCC6-019 | APC Data Distribution Cable, CAT6 UTP CMR 6XRJ-45 Black, 19FT (5.7M) | 401
DDCC6-045 | APC Data Distribution Cable, CAT6 UTP CMR 6XRJ-45 Black, 45FT (13.7M) | 586
DDCC6-050 | APC Data Distribution Cable, CAT6 UTP CMR 6XRJ-45 Black, 50FT (15.2M) | 646
DDCC6-060 | APC Data Distribution Cable, CAT6 UTP CMR 6XRJ-45 Black, 60FT (18.2M) | 720
0M-0213-031 | CORDSET 2.5MM 3W IEC309R 9.4M | 219
0M-2614-011 | S/A CORDSET #2 5W IEC309P 11FOOT | 1505
0M-2614-021 | S/A CORDSET #2 5W IEC309P 21FOOT | 1830
0M-2614-023 | S/A CORDSET #2 5W IEC309P 23FOOT | 1895
0M-2614-037 | S/A CORDSET #2 5W IEC309P 37FOOT | 2240
AP6002A | Rack PDU, Basic, Half Height, 200-208V, 30A, (14) C13, (2) C19 | 433
AP6003A | RACK PDU, BASIC, HALF HEIGHT, 100-240V/20A, 220-240V/16A, (14) C13 | 341
AP6007A | Rack PDU, Basic Vertical, 208V, 60A, (21) C13, (6) C19 | 1265
AP6009A | RACK PDU, BASIC, VERTICAL, 220-240V, 32A, (20) C13, (6) C19 | 1080
AP6015A | Rack PDU, Basic, 0U/1U, 120-240V/15A, 220-240V/10A, (8) C13 | 122
AP6020A | Rack PDU, Basic, 0U/1U, 100-240V/20A, 220-240V/16A, (13) C13 | 153
AP6031A | Rack PDU, Basic, 0U/1U, 208V, 30A, (4) C19 | 372
AP6032A | Rack PDU, Basic, 0U/1U, 220-240V, 32A, (4) C19, EMEA/ASIA | 298
AP6037A | Rack PDU, Basic, 0U/1U, 208V, 8.6kW, (3) C19 | 482
AP6120A | Rack PDU, Basic, 0U/1U, 100-240V/20A, 220-240V/16A, (7) C13, (2) C19 | 198
AP7400 | BRACKET KIT, 0U RACK PDU, HP/DELL | 98
AP7406 | BRACKET KIT, 0U, RACK PDU, HP | 120
AP7516 | Rack PDU, Basic, 1U, 14.4kW, 208V, (6) C19 | 1370
AP7526 | Rack PDU, Basic, 1U, 22KW, 400V, (6) C19 | 1370
AP7530 | Rack PDU, Basic, Zero U, 20A, 120V, (24)5-20 | 564
AP7532 | Rack PDU, Basic, Zero U, 30A, 120V, (24) 5-20 | 700
AP7532J | Rack PDU, Basic, Zero U, 30A, 100V, (24) 5-15 | 615
AP7540 | Rack PDU, Basic, Zero U, 20A, 208V, (20)C13 & (4)C19 | 564
AP7541 | Rack PDU, Basic, Zero U, 30A, 200/208V, (20)C13 & (4)C19 | 685
AP7551 | Rack PDU,Basic,ZeroU,16A,230V,(20)C13 & (4)C19, IEC309 | 564
AP7553 | Rack PDU, Basic, Zero U, 32A, 230V, (20)C13 & (4)C19 | 700
AP7554 | Rack PDU,Basic,ZeroU,16A,230V,(20)C13 & (4)C19, IEC309, 10 ft Cord | 619
AP7555A | Rack PDU, Basic, Zero U, 22kW, 230V, (6) C19 & (3) C13, High Temp | 1560
AP7557 | Rack PDU, Basic, Zero U, 11 kW, 230V, (36) C13 & (6) C19 | 1500
AP7557NA | Rack PDU, Basic, Zero U, 11 kW, 230V, (36) C13 & (6) C19 | 1590
AP7562 | Rack PDU, Basic, Zero U, 5.7kW, 120V, (42)5-20 | 697
AP7563 | Rack PDU,Basic,ZeroU,5.7kW,120&208V,(21)5-20 & (6)L6-20 | 700
AP7564 | Rack PDU, Basic, Zero U, 5.7kW, 208V, (36)C13 & (6)C19 | 700
AP7568 | Rack PDU,Basic,ZeroU,12.5kW,208V,(30)C13,(6)C19, 3 Cord | 1395
AP7569 | Rack PDU,Basic,0U,14.4kW,208V,(24)C13,(4)C19,(2)L6-30R,3 | 2105
AP7580 | Rack PDU Extender, Basic, 2U, 30A, 100/120/200/208V, (4)L5-20 | 955
AP7581 | Rack PDU Extender, Basic, 2U, 30A, 200/208V, (4)L6-20 | 955
AP7583 | Rack PDU Extender, Basic, 2U, 30A, 100/120/200/208V, (4)L5-30 | 955
AP7584 | Rack PDU Extender, Basic, 2U, 30A, 200/208V, (4)L6-30 | 955
AP7585 | Rack PDU Extender, Basic, 2U, 32A, 230V, (4) IEC C19 | 952
AP7586 | Rack PDU Extender, Basic, 2U, 32A, 230V, (4) IEC 309-32 | 934
AP7592 | Rack PDU,Basic,ZeroU,5.7kW,120V,(42)5-20,10 Cord | 712
AP7598 | Rack PDU,Basic,ZeroU,12.5kW,208V,(30)C13,(6)C19, 10 Cord | 1430
AP7599 | Rack PDU,Basic,0U,14.4kW,208V,(24)C13,(4)C19,(2)L6-30R, 10 | 2140
AP7802BJ | Rack PDU, Metered, 2U, 100V, (16) 5-15 | 1530
AP7820B | RACK PDU, METERED, 1U, 12A/208V, 10A/230V, (8) C13 | 889
AP7821B | RACK PDU, METERED, 1U, 16A, 208/230V, (8) C13 | 972
AP7850B | Rack PDU, Metered, Zero U, 10A, 230V, (16) C13 | 1105
AP7869B | Rack PDU,Metered,ZeroU,14.4kW,208V,(24)C13,(4)C19,(2)L6-30R | 2920
AP7899B | Rack PDU,Metered,ZeroU,14.4kW,208V,(24)C13,(4)C19,(2)L6-30R, 10 CORD | 3170
AP7911B | RACK PDU, SWITCHED, 2U, 30A, 208V, (16)C13 | 1955
AP7920B | RACK PDU, SWITCHED, 1U, 12A/208V, 10A/230V, (8)C13 | 1255
AP7921B | RACK PDU, SWITCHED, 1U, 16A, 208/230V, (8)C13 | 1410
AP7950B | RACK PDU, SWITCHED, ZERO U, 10A, 230V, (16) C13 | 2070
AP7968B | RACK PDU,SWITCHED,ZEROU,12.5KW,208V,(21)C13&(3)C19,3 CORD | 3130
AP7998B | RACK PDU,SWITCHED,ZEROU,12.5KW,208V,(21)C13&(3)C19,10 CORD | 3115
AP8000BLU | Rack PDU Blue label kit (Quantity 10 units) | 119
AP8000RED | Rack PDU Red label kit (Quantity 10 units) | 119
AP8069 | Cord Retention Bracket for NEMA rPDUs (AP8000 Series) | 183
AP8441 | Rack PDU 2G, Metered-by-Outlet, ZeroU, 30A, 200/208V, (21) C13 & (3) C19 | 2630
AP8453 | Rack PDU 2G, Metered-by-Outlet, ZeroU, 32A, 230V, (21) C13 & (3) C19 | 2830
AP8459EU3 | Rack PDU 2G, Metered-by-Outlet, ZeroU, 16A, 230V, (21) C13 & (3) C19 | 2375
AP8459NA3 | Rack PDU 2G, Metered-by-Outlet, ZeroU, 20A, 208V, (21) C13 & (3) C19 | 2385
AP8459WW | Rack PDU 2G, Metered-by-Outlet, ZeroU, 16A, 100-240V, (21) C13 & (3) C19 | 2320
AP8461 | Rack PDU 2G, Metered-by-Outlet, ZeroU, 5.7kW, 208V, (21) C13 & (3) C19 | 2940
AP8481 | Rack PDU 2G, Metered-by-Outlet, ZeroU, 11.0kW, 230V, (21) C13 & (3) C19 | 3635
AP8632 | Rack PDU 2G, Metered-by-Outlet with Switching, ZeroU, 30A, 100-120V, (24) 5-20R | 3125
AP8632US | Rack PDU 2G, Metered-by-Outlet with Switching, ZeroU, 30A, 100-120V, (24) 5-20R TAA | 3405
AP8641 | Rack PDU 2G, Metered by Outlet with Switching, ZeroU, 30A, 200/208V, (21) C13 & (3) C19 | 3270
AP8641US | Rack PDU 2G, Metered by Outlet with Switching, ZeroU, 30A, 200/208V, (21) C13 & (3) C19 TAA | 3565
AP8653 | Rack PDU 2G, Metered by Outlet with Switching, ZeroU, 32A, 230V, (21) C13 & (3) C19 | 3505
AP8659 | Rack PDU 2G, Metered by Outlet with Switching, ZeroU, 16A, 100-240V, (21) C13 & (3) C19 | 2720
AP8659EU3 | Rack PDU 2G, Metered by Outlet with Switching, ZeroU, 16A, 230V, (21) C13 & (3) C19 | 2880
AP8661 | Rack PDU 2G, Metered by Outlet with Switching, ZeroU, 5.7kW, 208V, (21) C13 & (3) C19 | 3520
AP8681 | Rack PDU 2G, Metered by Outlet with Switching, ZeroU, 11.0kW, 230V, (21) C13 & (3) C19 | 4060
AP8702R-NA | Power Cord Kit (6 ea), Locking, C13 TO C14 (90 Degree), 0.6m, North America | 110
AP8702R-WW | Power Cord Kit (6 ea), Locking, C13 TO C14 (90 Degree), 0.6m | 110
AP8702S-NA | Power Cord Kit (6 ea), Locking, C13 to C14, 0.6m, North America | 110
AP8702S-NAX340 | Power Cord Kit (6 ea), Locking, C13 to C14, 0.6m, North America, Red | 110
AP8702S-NAX590 | Power Cord Kit (6 ea), Locking, C13 to C14, 0.6m (2ft), North America, Blue | 110
AP8702S-WW | Power Cord Kit (6 ea), Locking, C13 to C14, 0.6m | 110
AP8704R-NA | Power Cord Kit (6 ea), Locking, C13 to C14 (90 Degree), 1.2m, North America | 182
AP8704R-WW | Power Cord Kit (6 ea), Locking, C13 to C14 (90 Degree), 1.2m | 182
AP8704S-NAX340 | Power Cord Kit (6 ea), Locking, C13 to C14, 1.2m, North America, Red | 182
AP8704S-NAX590 | Power Cord Kit (6 ea), Locking, C13 to C14, 1.2m (4ft), North America, Blue | 182
AP8704S-WW | Power Cord Kit (6 ea), Locking, C13 to C14, 1.2m | 182
AP8706R-NA | Power Cord Kit (6 ea), Locking, C13 to C14 (90 Degree), 1.8m, North America | 254
AP8706R-WW | Power Cord Kit (6 ea), Locking, C13 to C14 (90 Degree), 1.8m | 254
AP8706S-NAX340 | Power Cord Kit (6 ea), Locking, C13 to C14, 1.8m, North America, Red | 253
AP8706S-NAX590 | Power Cord Kit (6 ea), Locking, C13 to C14, 1.8M (6ft), North America, Blue | 253
AP8706S-WW | Power Cord Kit (6 ea), Locking, C13 to C14, 1.8m | 254
AP8712R | Power Cord Kit (6 ea), Locking, C19 to C20 (90 Degree), 0.6m | 228
AP8712S | Power Cord Kit (6 ea), Locking, C19 to C20, 0.6m | 228
AP8712SX340 | Power Cord Kit (6 EA), Locking, C19 TO C20, 0.6M (2FT), Red | 229
AP8712SX590 | Power Cord Kit (6 ea), Locking, C19 to C20, 0.6m (2ft), Blue | 229
AP8714R | Power Cord Kit (6 ea), Locking, C19 to C20 (90 Degree), 1.2m | 303
AP8714S | Power Cord Kit (6 ea), Locking, C19 to C20, 1.2m | 303
AP8714SX340 | Power Cord Kit (6 EA), Locking, C19 TO C20, 1.2M (4FT), Red | 303
AP8714SX592 | Power Cord Kit (6 ea), Locking, C19 to C20, 1.2m, Blue | 297
AP8716R | Power Cord Kit (6 ea), Locking, C19 to C20 (90 Degree), 1.8m | 381
AP8716S | Power Cord Kit (6 ea), Locking, C19 to C20, 1.8m | 381
AP8716SX340 | Power Cord Kit (6 EA), Locking, C19 TO C20, 1.8M, Red | 372
AP8716SX593 | Power Cord Kit (6 ea), Locking, C19 to C20, 1.8m, Blue | 372
AP8751 | Power Cord, Locking C19 to 5-20P, 3.0m | 70
AP8752 | Power Cord, Locking C19 to L5-20P, 3.0m | 73
AP8752J | Power Cord, Locking C19 to L5-20P, 3.0m | 78
AP8753 | Power Cord, Locking C19 to L6-20P, 3.0m | 125
AP8753J | Power Cord, Locking C19 to L6-20P, 3.0m | 76
AP8754 | Power Cord, Locking C19 to Australia Plug, 3.0m | 73
AP8755 | Power Cord, Locking C19 to CEE/7 Schuko, 3.0m | 76
AP8758 | Power Cord, Locking C19 to IEC309-16A, 3.0m | 122
AP8759 | Power Cord, Locking C19 to Rewireable, 3.0m | 47
AP8760 | Power Cord, Locking C19 to C20, 3.0m | 104
AP8830 | Rack PDU 2G, Metered, ZeroU, 20A, 100-120V, (24) 5-20R | 1150
AP8830US | Rack PDU 2G, Metered, ZeroU, 20A, 100-120V, (24) 5-20R TAA | 1255
AP8831 | Rack PDU 2G, Metered, ZeroU, 20A, 100-120V, (11) 5-15 | 1075
AP8832US | Rack PDU 2G, Metered, ZeroU, 30A, 100-120V, (24) 5-20R TAA | 1335
AP8841 | RACK PDU 2G, METERED, ZEROU, 30A, 200/208V, (36) C13 & (6) C19 | 1310
AP8841US | RACK PDU 2G, METERED, ZEROU, 30A, 200/208V, (36) C13 & (6) C19 TAA | 1430
AP8853 | Rack PDU 2G, Metered, ZeroU, 32A, 230V, (36) C13 & (6) C19 | 1590
AP8858 | Rack PDU 2G, Metered, ZeroU,16A, 100-240V, (18) C13 & (2) C19 | 983
AP8858EU3 | Rack PDU 2G, Metered, ZeroU, 16A, 230V, (18) C13 & (2) C19, IEC309 Cord | 1460
AP8858NA3 | Rack PDU 2G, Metered, ZeroU, 20A, 208V, (18) C13 & (2) C19, L620 Cord | 1020
AP8861 | Rack PDU 2G, Metered, ZeroU, 5.7kW, 208V, (36) C13 & (6) C19 & (2) 5-20 | 1410
AP8861US | Rack PDU 2G, Metered, ZeroU, 5.7kW, 208V, (36) C13 & (6) C19 & (2) 5-20 TAA | 1540
AP8865 | Rack PDU 2G, Metered, ZeroU, 8.6kW, 208V, (36) C13 & (6) C19 & (2) 5-20 | 2065
AP8865US | Rack PDU 2G, Metered, ZeroU, 8.6kW, 208V, (36) C13 & (6) C19 & (2) 5 TAA | 2250
AP8866 | Rack PDU 2G, Metered, ZeroU, 17.2kW, 208V, (6) C13 & (12) C19 | 4285
AP8866US | Rack PDU 2G, Metered, ZeroU, 17.2kW, 208V, (6) C13 & (12) C19 TAA | 4675
AP8867US | Rack PDU 2G, Metered, ZeroU, 17.2kW, 208V, (30) C13 TAA | 4675
AP8868US | Rack PDU 2G, Metered, ZeroU, 10.0kW, 208V, (36) C13 & (6) C19 TAA | 2670
AP8870 | Rack PDU 2G, Metered, ZeroU, 30A, 120/208V, (16) 5-20R (12) C13 (2) C19 | 1455
AP8886 | Rack PDU 2G, Metered, ZeroU, 22.0kW(32A), 230V, (30) C13 & (12) C19 | 3830
AP8888 | Rack PDU 2G, Metered, ZeroU, 23.0kW, 240V, (30) C13 & (12) C19 | 4060
AP8932US | Rack PDU 2G, Switched, ZeroU, 30A, 100-120V, (24) 5-20R TAA | 2320
AP8958 | Rack PDU 2G, Switched, ZeroU, 16A, 100-240V, (7) C13 & (1) C19 | 1740
AP8958EU3 | Rack PDU 2G, Switched, ZeroU, 16A, 230V, (7) C13 & (1) C19, IEC309 Cord | 2185
AP8962US | Rack PDU 2G, Switched, ZeroU, 20A, 208V 3Ph, (24) 5-20R TAA | 2425
AP8965X633 | Rack PDU 2G, Switched, ZeroU, 8.6kW, 208V, (21) C13 & (3) C19, 12ft Cord | 3210
AP9551 | Rack PDU, Basic, Zero U, 20A, 120V, (14)5-15 | 370
AP9559 | Rack PDU,Basic, 1U, 16A,208&230V, (10)C13 & (2)C19 | 455
AP9560 | Rack PDU, Basic, 1U, 30A, 120V, (10)5-20 | 525
AP9562 | Rack PDU, Basic, 1U, 15A, 120V, (10)5-15 | 204
AP9563 | Rack PDU, Basic, 1U, 20A, 120V, (10)5-20, 5-20P | 313
AP9564 | Rack PDU, Basic, 1U, 20A, 120V, (10)5-20, L5-20P | 313
AP9566 | Rack PDU, Basic, 1U, 16A, 208V, (12)C13 | 313
AP9567 | Rack PDU, Basic, Zero U, 15A, 100/120V, (14) 5-15 | 373
AP9568 | Rack PDU,Basic,Zero U,10A,230V, (15)C13 | 373
AP9570 | Rack PDU, Basic, 1U, 30A, 208V, (4) C19 | 525
AP9571A | Rack PDU, Basic, 1U, 30A, 208V, (10) C13 | 509
AP9572 | Rack PDU, Basic, Zero U, 16A, 208/230V, (15) C13 | 464
AP9626 | APC Step-Down Transformer RM 2U 208V IN 120V OUT w/5-20 Receptacles | 1285
AP9627 | APC Step-Down Transformer RM 2U 208V IN 120V OUT w/L5-20 Receptacles | 1275
AP9628 | APC Step-Down Transformer RM 2U 208V IN 120V OUT w/Hardwire Input/Output | 1460
AP9870 | Power Cord, C13 to C14, 2.5m | 44
AP9871 | Power Cord, C19 to L6-20P, 3.7m | 78
AP9872 | Power Cord, C19 to 5-15P, 2.5m | 70
AP9873 | Power Cord, C19 to 5-20P, 2.5m | 70
AP9875 | Power Cord, C19 to CEE/7 Schuko, 2.5m | 70
AP9876 | Power Cord, C19 to IEC309 16A, 2.5m | 116
AP9877 | Power Cord, C19 to C20, 2.0m | 64
AP9878 | Power Cord, C19 to C14, 2.0m | 70
AP9879 | Power Cord, C13 to C20, 2.0m | 70
AP9880 | Power Cord, C14 to CEE 7/7 Schuko, 0.6m | 70
AP9881 | Power Cord, C14 to BS1363 (UK), 0.6m | 70
AP9883 | Power Cord Splitter, L21-20P to (3)L5-20R | 303
AP9887 | Power Cord, C19 to C20, 4.5m | 228
AP9890 | Power Cord Kit (5 ea), C13 to C14, 0.6m | 73
AP9892 | Power Cord, C19 to C20, 0.6m | 38
AP9893 | Power Cord, C13 to 5-15P, 2.4m | 38
AP9895 | Power Cord, C19 to BS1363A (UK), 2.4m | 76
AP9896 | Power Cord, C19 to L6-30P, 2.4m | 76
AP9897 | Power Cord, C19 to 15A Australia Plug, 3.7m | 174
AP9899 | Power Cord, C20 to IEC309 (16A), 2.5m | 272
APDU1303 | NetShelter Rack PDU 10000 Door Switch | 225
APDU1335T | NetShelter Rack PDU 10000 Temperature Sensor | 182
APDU1335T3H | NetShelter Rack PDU 10000 Temperature (Qty 3) & Humidity Sensor | 321
APDU1335TH | NetShelter Rack PDU 10000 Temperature & Humidity Sensor | 289
APDU9640NMC3 | APC NetShelter Rack PDU Advanced Network Management Card 3 | 583
APDU9640NMC3-MP50 | APC NetShelter Rack PDU Advanced Network Management Card 3-Master Pack Qty 50 | 23295
APDU9941 | APC Rack PDU 9000 Switched, ZeroU, 30A, 200/208V, (21) C13 & (3) C19 | 2250
APDU9941US | APC Rack PDU 9000 Switched, ZeroU, 30A, 200/208V, (21) C13 & (3) C19 TAA | 2450
APDU9953 | APC Rack PDU 9000 Switched, ZeroU, 32A, 230V, (21) C13 & (3) C19 | 2555
APDU9959EU3 | APC Rack PDU 9000 Switched, ZeroU, 16A, 230V, (21) C13 & (3) C19, IEC309 Cord | 2400
APDU9959J | APC NetShelter Rack PDU 9000 Switched, ZeroU, 16A, 100-240V, (21) C13 & (3) C19, Japan | 2010
APDU9959NA3 | APC Rack PDU 9000 Switched, ZeroU, 20A, 208V, (21) C13 & (3) C19, L620 Cord | 1970
APDU9961 | APC Rack PDU 9000 Switched, ZeroU, 5.7kW, 200/208V, (21) C13 & (3) C19 | 2520
APDU9965 | APC Rack PDU 9000 Switched, ZeroU, 8.6kW, 208V, (21) C13 & (3) C19 | 3065
APDU9965US | APC Rack PDU 9000 Switched, ZeroU, 8.6kW, 208V, (21) C13 & (3) C19 TAA | 3340
APDU9966 | APC Rack PDU 9000 Switched, ZeroU, 17.2kW, 208V, (20) C13, (12) C19 | 5550
APDU9967 | APC Rack PDU 9000 Switched, ZeroU, 17.2kW, 208V, (42) C13, (6) C19 | 5550
APDU9967US | APC Rack PDU 9000 Switched, ZeroU, 17.2kW, 208V, (42) C13, (6) C19 TAA | 6050
APDU9970 | APC Rack PDU 9000 Switched, ZeroU, 30A, 120/208V, (16) 5-20R (7) C13 (1) C19 | 2630
APDU9981EU3 | APC Rack PDU 9000 Switched, ZeroU, 11.0kW, 230V, (21) C13 & (3) C19 | 3405
APDU9981NA3 | APC Rack PDU 9000 Switched, ZeroU, 11.5kW, 208V, (21) C13 & (3) C19 | 3405
APDU10151ME | APC NetShelter Rack PDU Advanced, Metered, 5.0kW, 1PH, 208V, 30A, L6-30P, 40 Outlet | 2165
APDU10350MO | APC NetShelter Rack PDU Advanced, Metered Outlet, 17.3kW, 3PH, 415V, 30A, 530P6, 48 Outlet | 5525
APDU10351SW | APC NetShelter Rack PDU Advanced, Switched, 8.6kW, 3PH, 208V, 30A, L21-30P, 48 Outlet | 4260
APDU10451SW | APC NetShelter Rack PDU Advanced, Switched, 14.4kW, 3PH, 208V, 50A, CS8365C, 42 Outlet | 4940
APDU10452ME | APC NetShelter Rack PDU Advanced, Metered, 3PH, 17.3kW, 208V, 60A, 460P9, 42 Outlet | 4380
APDU11250ME | APC NetShelter Rack PDU Advanced, Metered, 11.5kW, 3PH, 415V, 20A, 520P6, 42 Outlet | 2205
APDU11250SM | APC NetShelter Rack PDU Advanced, Switched Metered Outlet, 11.5kW, 3PH, 415V, 20A, 520P6, 48 Outlet | 4740
APDU11250SW | APC NetShelter Rack PDU Advanced, Switched, 11.5kW, 3PH, 415V, 20A, 520P6, 42 Outlet | 3610
APDU11350ME | APC NetShelter Rack PDU Advanced, Metered, 17.3kW, 3PH, 415V, 30A, 530P6, 48 Outlet | 3270
APDU11350MO | APC NetShelter Rack PDU Advanced, Metered Outlet, 17.3kW, 3PH, 415V, 30A, 530P6, 48 Outlet | 5655
APDU11350SM | APC NetShelter Rack PDU Advanced, Switched Metered Outlet, 17.3kW, 3PH, 415V, 30A, 530P6, 48 Outlet | 6075
APDU11350SW | APC NetShelter Rack PDU Advanced, Switched,17.3kW, 3PH, 415V, 30A, 530P6, 48 Outlet | 4370
APDU11450ME | APC NetShelter Rack PDU Advanced, Metered, 34.6kW, 3PH, 415V, 60A, 560P6, 42 Outlet | 5105
APDU11450SM | APC NetShelter Rack PDU Advanced, Switched Metered Outlet, 34.6kW, 3PH, 415V, 60A, 560P6, 42 Outlet | 8080
APDU11450SW | APC NetShelter Rack PDU Advanced, Switched, 34.6kW, 3PH, 415V, 60A, 560P6, 42 Outlet | 6700
APTF10KT01 | APC 208V/120V 10KVA Step down Transformer | 4295
APTF10KW01 | APC WW 10KVA Isolation Transformer | 3950
APTF20KW01 | APC WW 20KVA Isolation Transformer | 5305
AR8417 | NetShelter RS 4 Post Rack PDU Adapter Brackets | 155
SURT003 | APC Smart-UPS RT Tower Isolation/Step-Down Transformer 5000VA 208/120V | 1765
SURT004 | APC Smart-UPS RT Tower Isolation/Step-Down Transformer | 1845
SYTF2J | APC Symmetra RM 200 to 100V Step-Down Transformer, (12) 5-20R | 1515
0H-1853 | KIT-DOOR SWITCH | Call for Quote
AR100 | NetShelter WX 13U w/Threaded Hole Vertical Mounting Rail Glass Front Door Black | 1325
AR100HD | NetShelter WX 13U w/Threaded Hole Vertical Mounting Rail Vented Front Door Black | 1325
AR106 | NetShelter WX 6U Wall Mount Cabinet | 389
AR106SH4 | APC NetShelter WX 6U Single Hinged Wall-mount Enclosure 400mm Deep | 480
AR106SH6 | APC NetShelter WX 6U Single Hinged Wall-mount Enclosure 600mm Deep | 680
AR106V | NetShelter WX 6U Low-Profile Wallmount Enclosure 120V Fans | 1630
AR106VI | NetShelter WX 6U Low-Profile Wallmount Enclosure 230V Fans | 1630
AR106VIXCASTERS | AR106VI with casters installed, HPE | 2085
AR109 | NetShelter WX 9U Wall Mount Cabinet | 501
AR109SH4 | APC NetShelter WX 9U Single Hinged Wall-mount Enclosure 400mm Deep | 619
AR109SH6 | APC NetShelter WX 9U Single Hinged Wall-mount Enclosure 600mm Deep | 775
AR112 | NetShelter WX 12U Wall Mount Cabinet | 677
AR112SH4 | APC NetShelter WX 12U Single Hinged Wall-mount Enclosure 400mm Deep | 795
AR112SH6 | APC NetShelter WX 12U Single Hinged Wall-mount Enclosure 600mm Deep | 845
AR112SM | APC NetShelter 12U Wallmount Rack Enclosure Cabinet Side Mount UPS Depth | 1365
AR118SM | APC NetShelter 18U Wallmount Rack Enclosure Cabinet Side Mount UPS Depth | 1820
AR124SM | APC NetShelter 24U Wallmount Rack Enclosure Cabinet Side Mount UPS Depth | 2045
AR201 | NetShelter 2 Post Rack 45U #12-24 Threaded Holes Black | 329
AR203A | NetShelter 4 Post Open Frame Rack 44U Square Holes | 1115
AR204A | NetShelter 4 Post Open Frame Rack 44U #12-24 Threaded Holes | 1115
AR2144BLK | NetShelter VX Seismic 42U Enclosure w/sides Black | 5910
AR2145BLK | NetShelter VX Seismic 42U Enclosure w/o sides Black | 5425
AR2400 | NetShelter SV 42U 600mm Wide x 1060mm Deep Enclosure with Sides Black | 1995
AR2400FP1 | NetShelter SV 42U 600mm Wide x 1060mm Deep Enclosure with Sides, Black, Single Rack Unassembled | 1670
AR2401 | NetShelter SV 42U 600mm Wide x 1060mm Deep Enclosure without Sides Black | 1745
AR2407 | NetShelter SV 48U 600mm Wide x 1060mm Deep Enclosure with Sides Black | 2295
AR2480 | NetShelter SV 42U 800mm Wide x 1060mm Deep Enclosure with Sides Black | 2415
AR2487 | NetShelter SV 48U 800mm Wide x 1060mm Deep Enclosure with Sides Black | 2865
AR2500 | NetShelter SV 42U 600mm Wide x 1200mm Deep Enclosure with Sides Black | 2490
AR2507 | NetShelter SV 48U 600mm Wide x 1200mm Deep Enclosure with Sides Black | 2915
AR2580 | NetShelter SV 42U 800mm Wide x 1200mm Deep Enclosure with Sides Black | 3115
AR2587 | NetShelter SV 48U 800mm Wide x 1200mm Deep Enclosure with Sides Black | 3615
AR3000 | NETSHELTER SX ASSEMBLE TO ORDER ENCLOSURE | Call for Quote
AR3003 | APC NetShelter SX 12U Server Rack Enclosure 600mm x 900mm w/ Sides Black | 1580
AR3003SP | APC NetShelter SX 12U Server Rack Enclosure 600mm x 900mm w/ Sides Black Shock Packaging | 2305
AR3006 | APC NetShelter SX 18U Server Rack Enclosure 600mm x 900mm w/ Sides Black | 1960
AR3006SP | APC NetShelter SX 18U Server Rack Enclosure 600mm x 900mm w/ Sides Black Shock Packaging | 2685
AR3100 | APC NetShelter SX 42U Server Rack Enclosure 600mm x 1070mm w/ Sides Black | 3045
AR3100B2 | APC NetShelter SX Gen 2, 42U Server Rack Enclosure 600mm x 1070mm w/ Sides Black | 3045
AR3100B2X609 | APC NetShelter SX Server Rack Gen 2, 42U, 1991H x 600W x 1070D mm, without Sides, Black | 2750
AR3100B2X610 | APC NetShelter SX Server Rack Gen 2, 42U, 1991H x 600W x 1070D mm, without Doors, Black | 2530
AR3100B2X617 | APC NetShelter SX Server Rack Gen 2, 42U, 1991H x 600W x 1070D mm, without Sides and Doors, Black | 2040
AR3100HACS | NetShelter SX 42U 600mm Wide x 1070mm Deep Enclosure without rear doors | 3045
AR3100SP | NetShelter SX 42U 600mm Wide x 1070mm Deep Enclosure with Sides Black -2000 lbs. Shock Packaging | 4390
AR3100TAA | NetShelter SX 42U 600mm Wide x 1070mm Deep Enclosure with Sides Black TAA Compliant | 4090
AR3100W | NetShelter SX 42U 600mm Wide x 1070mm Deep Enclosure with Sides White | 3045
AR3100W2 | APC NetShelter SX Server Rack Gen 2, 42U, 1991H x 600W x 1070D mm, with Sides, White | 3140
AR3100X609 | NetShelter SX 42U 600mm Wide x 1070mm Deep Enclosure Without Sides Black | 2790
AR3100X610 | NetShelter SX 42U 600mm Wide x 1070mm Deep Enclosure Without Doors Black | 2570
AR3100X617 | NetShelter SX 42U 600mm Wide x 1070mm Deep Enclosure Without Sides Without Doors Black | 2070
AR3103 | APC NetShelter SX 12U Server Rack Enclosure 600mm x 1070mm w/ Sides Black | 1815
AR3103SP | APC NetShelter SX 12U Server Rack Enclosure 600mm x 1070mm w/ Sides Black Shock Packaging | 2540
AR3104 | NetShelter SX 24U 600mm x 1070mm Deep Enclosure | 2650
AR3104SP1 | NetShelter SX 24U 600mm Wide x 1070mm Deep Enclosure - 1250 lbs. Shock Packaging | 3425
AR3105 | NetShelter SX 45U 600mm Wide x 1070mm Deep Enclosure with Sides Black | 3410
AR3105B2 | APC NetShelter SX Gen 2, 45U Server Rack Enclosure 600mm x 1070mm w/ Sides Black | 3410
AR3105SP | NetShelter SX 45U 600mm Wide x 1070mm Deep Enclosure with Sides Black -2000 lbs. Shock Packaging | 5460
AR3105TAA | NetShelter SX 45U 600mm Wide x 1070mm Deep Enclosure with Sides Black TAA Compliant | 4770
AR3105W | NetShelter SX 45U 600mm Wide x 1070mm Deep Enclosure with Sides White | 3410
AR3105W2 | APC NetShelter SX Server Rack Gen 2, 45U, 2124H x 600W x 1070D mm, with Sides, White | 3580
AR3106 | APC NetShelter SX 18U Server Rack Enclosure 600mm x 1070mm w/ Sides Black | 2175
AR3106SP | APC NetShelter SX 18U Server Rack Enclosure 600mm x 1070mm w/ Sides Black Shock Packaging | 2740
AR3107 | NetShelter SX 48U 600mm Wide x 1070mm Deep Enclosure with Sides Black | 3715
AR3107B2 | APC NetShelter SX Gen 2, 48U Server Rack Enclosure 600mm x 1070mm w/ Sides Black | 3715
AR3107B2X609 | APC NetShelter SX Server Rack Gen 2, 48U, 2258H x 600W x 1070D mm, without Sides, Black | 3205
AR3107B2X610 | APC NetShelter SX Server Rack Gen 2, 48U, 2258H x 600W x 1070D mm, without Doors, Black | 2890
AR3107B2X617 | APC NetShelter SX Server Rack Gen 2, 48U, 2258H x 600W x 1070D mm, without Sides and Doors, Black | 2285
AR3107SP | NetShelter SX 48U 600mm Wide x 1070mm Deep Enclosure with Sides Black -2000 lbs. Shock Packaging | 5760
AR3107TAA | NetShelter SX 48U 600mm Wide x 1070mm Deep Enclosure with Sides Black TAA Compliant | 4700
AR3107X609 | NetShelter SX 48U 600mm Wide x 1070mm Deep Enclosure Without Sides Black | 3250
AR3107X610 | NetShelter SX 48U 600mm Wide x 1070mm Deep Enclosure Without Doors Black | 2935
AR3107X617 | NetShelter SX 48U 600mm Wide x 1070mm Deep Enclosure Without Sides Without Doors Black | 2320
AR3130 | NetShelter SX 42U 700mm Wide x 1070mm Deep Enclosure with Sides Black | 3700
AR3140 | NetShelter SX 42U 750mm Wide x 1070mm Deep Networking Enclosure with Sides Black | 5265
AR3140B2 | APC NetShelter SX Networking Enclosure Gen2, 42U,1991Hx750Wx1070Dmm,with vertical cable mgrs,Black | 5185
AR3140W | NetShelter SX 42U 750mm Wide x 1070mm Deep Networking Enclosure with Sides White | 5265
AR3150 | NetShelter SX 42U 750mm Wide x 1070mm Deep Enclosure with Sides Black | 3835
AR3150B2 | APC NetShelter SX Gen 2, 42U Server Rack Enclosure 750mm x 1070mm w/ Sides Black | 3835
AR3150B2X609 | APC NetShelter SX Server Rack Gen 2, 42U, 1991H x 750W x 1070D mm, without Sides, Black | 3595
AR3150B2X610 | APC NetShelter SX Server Rack Gen 2, 42U, 1991H x 750W x 1070D mm, without Doors, Black | 3260
AR3150B2X617 | APC NetShelter SX Server Rack Gen 2, 42U, 1991H x 750W x 1070D mm, without Sides and Doors, Black | 2765
AR3150HACS | NetShelter SX 42U 750mm Wide x 1070mm Deep Enclosure without rear doors | 3830
AR3150SP | NetShelter SX 42U 750mm Wide x 1070mm Deep Enclosure with Sides Black -2000 lbs. Shock Packaging | 5735
AR3150W | NetShelter SX 42U 750mm Wide x 1070mm Deep Enclosure with Sides White | 3835
AR3150W2 | APC NetShelter SX Server Rack Gen 2, 42U, 1991H x 750W x 1070D mm, with Sides, White | 3835
AR3150X609 | Netshelter SX 42U 750mm Wide x 1070mm Deep Enclosure Without Sides Black | 3650
AR3150X610 | NetShelter SX 42U 750mm Wide x 1070mm Deep Enclosure Without Doors Black | 3310
AR3150X617 | NetShelter SX 42U 750mm Wide x 1070mm Deep Enclosure Without Sides Without Doors Black | 2810
AR3155 | NetShelter SX 45U 750mm Wide x 1070mm Deep Enclosure with Sides Black | 4140
AR3155B2 | APC NetShelter SX Gen 2, 45U Server Rack Enclosure 750mm x 1070mm w/ Sides Black | 4140
AR3155SP | NetShelter SX 45U 750mm Wide x 1070mm Deep Enclosure with Sides Black -2000 lbs. Shock Packaging | 6205
AR3155W | NetShelter SX 45U 750mm Wide x 1070mm Deep Enclosure with Sides White | 4140
AR3155W2 | APC NetShelter SX Server Rack Gen 2, 45U, 2124H x 750W x 1070D mm, with Sides, White | 4385
AR3157 | NetShelter SX 48U 750mm Wide x 1070mm Deep Enclosure with Sides Black | 4570
AR3157B2 | APC NetShelter SX Gen 2, 48U Server Rack Enclosure 750mm x 1070mm w/ Sides Black | 4570
AR3157B2X609 | APC NetShelter SX Server Rack Gen 2, 48U, 2258H x 750W x 1070D mm, without Sides, Black | 4015
AR3157B2X610 | APC NetShelter SX Server Rack Gen 2, 48U, 2258H x 750W x 1070D mm, without Doors, Black | 3680
AR3157B2X617 | APC NetShelter SX Server Rack Gen 2, 48U, 2258H x 750W x 1070D mm, without Sides and Doors, Black | 3065
AR3157SP | NetShelter SX 48U 750mm Wide x 1070mm Deep Enclosure with Sides Black -2000 lbs. Shock Packaging | 6335
AR3157X609 | Netshelter SX 48U 750mm Wide x 1070mm Deep Enclosure Without Sides Black | 4075
AR3157X610 | NetShelter SX 48U 750mm Wide x 1070mm Deep Enclosure Without Doors Black | 3735
AR3157X617 | NetShelter SX 48U 750mm Wide x 1070mm Deep Enclosure Without Sides Without Doors Black | 3115
AR3180B2 | APC NetShelter SX Gen 2, 42U Server Rack Enclosure 800mm x 1070mm w/ Sides Black | 4415
AR3187B2 | APC NetShelter SX Server Rack Gen 2, 48U, 2258H x 800W x 1070D mm,w/ Side,Black | 5120
AR3200 | NetShelter SX Colocation 2 x 20U 600mm Wide x 1070mm Deep Enclosure with Sides Black | 4685
AR3200B2 | APC NetShelter SX Colocation Rack Gen 2, 42U,1991H x 600mmW x 1070D mm, 2 x 20U, with Sides,Black | 4615
AR3300 | NetShelter SX 42U/600mm/1200mm Enclosure with Roof and Sides Black | 4050
AR3300B2 | APC NetShelter SX Gen 2, 42U Server Rack Enclosure 600mm x 1200mm w/ Sides Black | 3975
AR3300B2X609 | APC NetShelter SX Server Rack Gen 2, 42U, 1991H x 600W x 1200D mm, without Sides, Black | 3835
AR3300B2X610 | APC NetShelter SX Server Rack Gen 2, 42U, 1991H x 600W x 1200D mm, without Doors, Black | 3730
AR3300B2X617 | APC NetShelter SX Server Rack Gen 2, 42U, 1991H x 600W x 1200D mm, without Sides and Doors, Black | 3095
AR3300SP | NetShelter SX 42U 600mm Wide x 1200mm Deep Enclosure with Sides Black -2000 lbs. Shock Packaging | 5815
AR3300W | NetShelter SX 42U 600mm Wide x 1200mm Deep Enclosure with Sides White | 4050
AR3300W2 | APC NetShelter SX Gen 2, 42U Server Rack Enclosure 600mm x 1200mm w/ Sides White | 4170
AR3300X609 | Netshelter SX 42U 600mm Wide x 1200mm Deep Enclosure Without Sides Black | 3895
AR3300X610 | NetShelter SX 42U 600mm Wide x 1200mm Deep Enclosure Without Doors Black | 3790
AR3300X617 | NetShelter SX 42U 600mm Wide x 1200mm Deep Enclosure Without Sides Without Doors Black | 3140
AR3305 | NetShelter SX 45U 600mm Wide x 1200mm Deep Enclosure with Sides Black | 4355
AR3305B2 | APC NetShelter SX Gen 2, 45U Server Rack Enclosure 600mm x 1200mm w/ Sides Black | 4270
AR3305SP | NetShelter SX 45U 600mm Wide x 1200mm Deep Enclosure with Sides Black -2000 lbs. Shock Packaging | 6120
AR3305W | NetShelter SX 45U 600mm Wide x 1200mm Deep Enclosure with Sides White | 4355
AR3305W2 | APC NetShelter SX Server Rack Gen 2, 45U, 2124H x 600W x 1200D mm, with Sides, White | 4570
AR3307 | NetShelter SX 48U 600mm Wide x 1200mm Deep Enclosure with Sides Black | 4810
AR3307B2 | APC NetShelter SX Gen 2 , 48U Server Rack Enclosure 600mm x 1200mm w/ Sides Black | 4720
AR3307B2X609 | APC NetShelter SX Server Rack Gen 2, 48U, 2258H x 600W x 1200D mm, without Sides, Black | 4425
AR3307B2X610 | APC NetShelter SX Server Rack Gen 2, 48U, 2258H x 600W x 1200D mm, without Doors, Black | 4240
AR3307B2X617 | APC NetShelter SX Server Rack Gen 2, 48U, 2258H x 600W x 1200D mm, without Sides and Doors, Black | 3490
AR3307SP | NetShelter SX 48U 600mm Wide x 1200mm Deep Enclosure with Sides Black -2000 lbs. Shock Packaging | 6580
AR3307W | NetShelter SX 48U 600mm Wide x 1200mm Deep Enclosure with Sides White | 4810
AR3307W2 | APC NetShelter SX Gen 2, 48U Server Rack Enclosure 600mm x 1200mm w/ Sides White | 4955
AR3307X609 | NetShelter SX 48U 600mm Wide x 1200mm Deep Enclosure with Doors and No Sides Black | 4495
AR3307X610 | NetShelter SX 48U 600mm Wide x 1200mm Deep Enclosure with Sides and No Doors Black | 4305
AR3307X617 | NetShelter SX 48U 600mm Wide x 1200mm Deep Enclosure with Roof, No Doors or Sides, Black | 3540
AR3307X674 | NetShelter SX 52U 600mm Wide x 1200mm Deep Enclosure with Sides Black | 5940
AR3308B2 | APC NetShelter SX Server Rack Gen 2, 52U, 2436H x 600W x 1200D mm, with Sides | 5355
AR3308W | NetShelter SX 52U 600mm x 1200mm White | 5435
AR3308W2 | APC NetShelter SX Server Rack Gen 2, 52U, 2436H x 600W x 1200D mm, with Sides, White | 5705
AR3330X266 | NetShelter SX 42U 700mm Wide x 1200mm Deep Enclosure with Sides Black | 4695
AR3340 | NetShelter SX 42U 750mm Wide x 1200mm Deep Networking Enclosure with Sides Black | 5570
AR3340B2 | APC NetShelter SX Networking Enclosure Gen2, 42U,1991Hx750Wx1200Dmm, with vertical cable mgrs, Black | 5485
AR3340W | NetShelter SX 42U 750mm Wide x 1200mm Deep Networking Enclosure with Sides White | 5570
AR3340W2 | APC NetShelter SX Networking Enclosure Gen2, 42U,1991Hx750Wx1200Dmm, with vertical cable mgrs, White | 5850
AR3347 | NetShelter SX 48U 750mm Wide x 1200mm Deep Networking Enclosure with Sides | 6210
AR3347B2 | APC NetShelter SX Networking Enclosure Gen2, 48U,2258Hx750Wx1200Dmm, with vertical cable mgrs, Black | 6120
AR3350 | NetShelter SX 42U 750mm Wide x 1200mm Deep Enclosure with Sides Black | 5145
AR3350B2 | APC NetShelter SX Gen 2, 42U Server Rack Enclosure 750mm x 1200mm w/ Sides Black | 5050
AR3350B2X609 | APC NetShelter SX Server Rack Gen 2, 42U, 1991H x 750W x 1200D mm, without Sides, Black | 4775
AR3350B2X610 | APC NetShelter SX Server Rack Gen 2, 42U, 1991H x 750W x 1200D mm, without Doors, Black | 4555
AR3350B2X617 | APC NetShelter SX Server Rack Gen 2, 42U, 1991H x 750W x 1200D mm, without Sides and Doors, Black | 3940
AR3350SP | NetShelter SX 42U 750mm Wide x 1200mm Deep Enclosure with Sides Black -2000 lbs. Shock Packaging | 6910
AR3350W | NetShelter SX 42U 750mm Wide x 1200mm Deep Enclosure with Sides White | 5145
AR3350W2 | APC NetShelter SX Gen 2, 42U Server Rack Enclosure 750mm x 1200mm w/ Sides White | 5300
AR3350X609 | Netshelter SX 42U 750mm Wide x 1200mm Deep Enclosure Without Sides Black | 4845
AR3350X610 | NetShelter SX 42U 750mm Wide x 1200mm Deep Enclosure Without Doors Black | 4625
AR3350X617 | NetShelter SX 42U 750mm Wide x 1200mm Deep Enclosure Without Sides Without Doors Black | 4000
AR3355 | NetShelter SX 45U 750mm Wide x 1200mm Deep Enclosure with Sides Black | 5450
AR3355B2 | APC NetShelter SX Gen 2, 45U Server Rack Enclosure 750mm x 1200mm w/ Sides Black | 5350
AR3355SP | NetShelter SX 45U 750mm Wide x 1200mm Deep Enclosure with Sides Black -2000 lbs. Shock Packaging | 7215
AR3355W | NetShelter SX 45U 750mm Wide x 1200mm Deep Enclosure with Sides White | 5450
AR3355W2 | APC NetShelter SX Server Rack Gen 2, 45U, 2124H x 750W x 1200D mm, with Sides, White | 5725
AR3357 | NetShelter SX 48U 750mm Wide x 1200mm Deep Enclosure | 5905
AR3357B2 | APC NetShelter SX Gen 2, 48U Server Rack Enclosure 750mm x 1200mm w/ Sides Black | 5795
AR3357B2X609 | APC NetShelter SX Server Rack Gen 2, 48U, 2258H x 750W x 1200D mm, without Sides, Black | 5510
AR3357B2X610 | APC NetShelter SX Server Rack Gen 2, 48U, 2258H x 750W x 1200D mm, without Doors, Black | 5295
AR3357B2X617 | APC NetShelter SX Server Rack Gen 2, 48U, 2258H x 750W x 1200D mm, without Sides and Doors, Black | 4375
AR3357SP | NetShelter SX 48U 750mm Wide x 1200mm Deep Enclosure with Sides Black -2000 lbs. Shock Packaging | 7675
AR3357W | NetShelter SX 48U 750mm Wide x 1200mm Deep Enclosure, SE White | 5905
AR3357W2 | APC NetShelter SX Gen 2, 48U Server Rack Enclosure 750mm x 1200mm w/ Sides White | 6085
AR3357X609 | NetShelter SX 48U 750mm Wide x 1200mm Deep Enclosure Without Sides Black | 5590
AR3357X610 | NetShelter SX 48U 750mm Wide x 1200mm Deep Enclosure Without Doors Black | 5375
AR3357X617 | NetShelter SX 48U 750mm Wide x 1200mm Deep Enclosure Without Sides Without Doors Black | 4440
AR3357X674 | NetShelter SX 52U 750mm Wide x 1200mm Deep Enclosure with Sides Black | 7310
AR3357X790 | NetShelter SX 60U 750mm Wide x 1200mm Deep Enclosure, GM | 10150
AR3358B2 | APC NetShelter SX Server Rack Gen 2, 52U, 2436H x 750W x 1200D mm, with Sides | 6170
AR3358W2 | APC NetShelter SX Server Rack Gen 2, 52U, 2436H x 750W x 1200D mm, with Sides, white | 6905
AR3380B2 | APC NetShelter SX Gen 2, 42U Server Rack Enclosure 800mm x 1200mm w/ Sides Black | 5310
AR3387B2 | APC NetShelter SX Gen 2, 48U Server Rack Enclosure 800mm x 1200mm w/ Sides Black | 6145
AR3388B2 | APC NetShelter SX Server Rack Gen 2, 52U, 2436H x 800W x 1200D mm, with Sides | 6480
AR3388W2 | APC NetShelter SX Server Rack Gen 2, 52U, 2436H x 800W x 1200D mm, with Sides, white | 6905
AR3810 | NetShelter AV 42U 600mm Wide x 825 Deep Enclosure with Sides and 10-32 Threaded Rails Black | 3075
AR3812 | NetShelter AV 42U 600mm Wide x 825mm Deep Enclosure 10-32 Threaded Rails No Sides/Roof/Doors Black | 2170
AR3814 | NetShelter AV 24U 600mm Wide x 825mm Deep Enclosure with Sides and 10-32 Threaded Rails Black | 2775
AR4000MV12U | NetShelter CX Mini 12U Vertical Mounting Rail Kit | 467
AR4000MV-FR | NetShelter CX Mini Fixed Rail Kit | 193
AR4012A | APC NetShelter Soundproof, 12U, Server Rack Enclosure, Maple | 5400
AR4017A | APC NetShelter Soundproof, 17U, Server Rack Enclosure, 120V, Maple | 5860
AR4018SP | NetShelter CX 18U Secure Soundproof Server Room in a Box Enclosure - Shock Packaging | 9195
AR4018SPX432 | NetShelter CX 18U Secure Soundproof Server Room in a Box Enclosure - Shock Packaging - White | 9285
AR4024SP | NetShelter CX 24U Secure Soundproof Server Room in a Box Enclosure - Shock Packaging | 11700
AR4024SPX429 | NetShelter CX24U Secure Soundproof Server Room in a Box Enclosure - Shock Packaging - Black | 11675
AR4024SPX431 | NetShelter CX 24U Secure Soundproof Server Room in a Box Enclosure - Shock Packaging - Dark Grey | 11675
AR4032A | APC NetShelter Soundproof, 32U, Server Rack Enclosure, 120V, Maple | 8045
AR4038LA | APC NetShelter Soundproof, 38U, Server Rack Enclosure, 120V, Maple | 8960
AR4602A | NetShelter CX High Security Handle Adapter Kit | 425
AR4603 | NetShelter CX Base/Plinth Surround Kit | 270
AR4605 | CX NEMA Cable Kit, NEMA 5-15P to C13 2M Long, C14 to 5-15R 0.5M Long | 220
AR4701 | Dust Filter Pack NetShelter CX 18U & 24U 2 Small Filters | 186
AR4702 | Dust Filter Pack Netshelter CX 38U 2 Small Filters & 2 Large Filters | 385
AR4703 | NetShelter CX Fan Booster Kit | 1165
AR9557SPB2 | APC NetShelter SX Advanced Rack, High Strength, 48U, 2258H x 750W x 1295D mm, with Shock Package, Black | 10030
AR9558SPB2 | APC NetShelter SX Advanced Rack, High Strength, 52U, 2436H x 750W x 1295D mm, with Shock Package, Black | 11855
AR9587SPB2 | APC NetShelter SX Advanced Rack, High Strength, 48U, 2258H x 800W x 1295D mm, with Shock Package, Black | 10310
AR9588SPB2 | APC NetShelter SX Advanced Rack, High Strength, 52U, 2436H x 800W x 1295D mm, with Shock Package, Black | 12150
AR9657SPB2 | APC NetShelter SX Advanced Rack, High Strength, 48U, 2258H x 750W x 1470D mm, with Shock Package, Black | 11325
AR9658SPB2 | APC NetShelter SX Advanced Rack, High Strength, 52U, 2436H x 750W x 1470D mm, with Shock Package, Black | 12740
MDC24SX3KVAT | Micro Data Center 24U SX, 3KVA, 120V | 19325
MDC42SX5KVAT | Micro Data Center 42U SX, 5KVA, 208V | 31875
MDCBASEINSTLK | Base Enclosure Integration | 5380
MDCBASEINSTLK2 | Base Enclosure Integration - NAM | 2270
MDCECOSTRINSTLK | Ecostruxure IT Gateway Integ - NAM | 351
MDCFANINSTLK | Fan flip and install, per fan | 419
MDCHTRINSTLK | Heater install for one heater | 391
MDCHTRRELAYINSTLK | Heater install for one timing relay, one power relay, terminal block, junction box | 543
MDCINTEGMATLK | MDC Integration Material - NAM | 530
MDCINTEGMATLKWM | MDC Integration Material WM - NAM | 816
MDCMOUNTWIREINSTLK | Mount, Wire, Install Component | 296
MDCNBTZINSTLKWM | NetBotz Integration WM - NAM | 484
MDCNTBTZINSTLK | NetBotz Integration - NAM | 372
MDCPDUINSTLK | RPDU Integration - NAM | 191
MDCUPSINSTLK | UPS Installation (on SURTRK4 rails if 1000mm o0r deeper enclosure), includes mount of temp sensor that comes with UPS | 543
MDCUPSINSTLKWM | UPS Integration WM - NAM | 351
MDCVENTINSTLK | Vent grid install, per vent | 243
MDCWALLBASEINSTLK | Base Wall Enclosure Integration - NAM | 2205
RACKINT | Integrated Rack Assemble-to-Order | Call for Quote
RACKINT2 | Integrated Rack Assemble-to-Order - MDC | Call for Quote
QWRUPSINSDSP | Installation and Disposal Service for Refresh-UPS program | Call for Quote
QWXBUMOD | ITD XBU Modernization Services | Call for Quote
WCOOLDECOM | InRow Decommissioning | Call for Quote
WCOOLGD | InRow Green Disposal | Call for Quote
WCOOLWORKSITE | InRow Site Enablement | Call for Quote
WECONVGVL | eConversion Service for Galaxy VL | 4465
WECONVGVM | eConversion Service for Galaxy VM | 1855
WECONVGVS | eConversion Service for Galaxy VS | 1200
WECONVGVXL | eConversion Service for Galaxy VXL | 9040
WMPRS1-LX-01 | Modular UPS Revitalization Service for (1) Symmetra LX with 1 X SYPM4KP | 8200
WMPRS1-MP2-101 | Modular Power Revitalization Service 1 X SYPM10KF2, for Symmetra PX2 100kVA Frame | 26000
WMPRS1-MP-21 | Modular UPS Revitalization Service for (1) SYPX - ISX 20k A-I-O with 1 X High Efficiency Power Mod | 22780
WMPRS1-MP-41 | Modular UPS Revitalization Service for (1) Symmetra PX 40kW with 1 X High Efficiency Power Module | 23425
WMPRS1-MP-101 | Modular UPS Revitalization Service for (1) Symmetra MW 1000kW Frame with 1 X SYPM200KG | 117025
WMPRS1-MP-121 | Modular UPS Revitalization Service for (1) Symmetra MW 1200kW Frame with 1 X SYPM200KG | 147810
WMPRS1-MP-141 | Modular UPS Revitalization Service for (1) Symmetra MW 1400kW Frame with 1 X SYPM200KG | 152520
WMPRS1-MP-161 | Modular UPS Revitalization Service for (1) Symmetra MW 1600kW Frame with 1 X SYPM200KG | 157435
WMPRS1-MP-401 | Modular UPS Revitalization Service for (1) Symmetra MW 400kW Frame with 1 X SYPM200KG | 111245
WMPRS1-MP-601 | Modular UPS Revitalization Service for (1) Symmetra MW 600kW Frame with 1 X SYPM200KG | 115360
WMPRS1-MP-801 | Modular UPS Revitalization Service for (1) Symmetra MW 800kW Frame with 1 X SYPM200KG | 126185
WMPRS1B-LX-01 | Modular UPS Revitalization Service for (1) Symmetra LX with 1 X SYPM4KP, 2 X SYBT5 | 8925
WMPRS1F-G3-10-3 | Galaxy 3500 Revitalization for (1) 10 kVA 208V UPS 3:3 with 1 year on-site warranty | 17560
WMPRS1F-G3-10-3A | Galaxy 3500 Revitalization for (1) 10 kVA 208V UPS 3:3 with Advantage Service Plan | 19665
WMPRS1F-G3-10-3E | Galaxy 3500 Revitalization for (1) 10 kVA 208V UPS 3:3 with 1 year on-site warranty | 21425
WMPRS1F-G3-15-3 | Galaxy 3500 Revitalization for (1) 15 kVA 208V UPS 3:3 with 1 year on-site warranty | 19130
WMPRS1F-G3-15-3A | Galaxy 3500 Revitalization for (1) 15 kVA 208V UPS 3:3 with Advantage Service Plan | 21425
WMPRS1F-G3-15-3E | Galaxy 3500 Revitalization for (1) 15 kVA 208V UPS 3:3 with EcoStruxure Service Plan | 23335
WMPRS1F-G3-20-3 | Galaxy 3500 Revitalization for (1) 20 kVA 208V UPS 3:3 with 1 year on-site warranty | 20280
WMPRS1F-G3-20-3A | Galaxy 3500 Revitalization for (1) 20 kVA 208V UPS 3:3 with Advantage Service Plan | 22715
WMPRS1F-G3-20-3E | Galaxy 3500 Revitalization for (1) 20 kVA 208V UPS 3:3 with EcoStruxure Service Plan | 24745
WMPRS1F-G3-30-3 | Galaxy 3500 Revitalization for (1) 30 kVA 208V UPS 3:3 with 1 year on-site warranty | 24775
WMPRS1F-G3-30-3A | Galaxy 3500 Revitalization for (1) 30 kVA 208V UPS 3:3 with Advantage Service Plan | 27750
WMPRS1F-G3-30-3E | Galaxy 3500 Revitalization for (1) 30 kVA 208V UPS 3:3 with EcoStruxure Service Plan | 30230
WMPRS1F-VT-10-3 | Smart-UPS VT Revitalization for (1) 10 kVA 208V UPS 3:3 with1 year on-site warranty | 18440
WMPRS1F-VT-10-3A | Smart-UPS VT Revitalization for (1) 10 kVA 208V UPS 3:3 with Advantage Service Plan | 20655
WMPRS1F-VT-10-3E | Smart-UPS VT Revitalization for (1) 10 kVA 208V UPS 3:3 with EcoStruxure Service Plan | 22495
WMPRS1F-VT-15-3 | Smart-UPS VT Revitalization for (1) 15 kVA 208V UPS 3:3 with1 year on-site warranty | 20085
WMPRS1F-VT-15-3A | Smart-UPS VT Revitalization for (1) 15 kVA 208V UPS 3:3 with Advantage Service Plan | 22495
WMPRS1F-VT-15-3E | Smart-UPS VT Revitalization for (1) 15 kVA 208V UPS 3:3 with EcoStruxure Service Plan | 24500
WMPRS1F-VT-20-3 | Smart-UPS VT Revitalization for (1) 20 kVA 208V UPS 3:3 with 1 year on-site warranty | 21295
WMPRS1F-VT-20-3A | Smart-UPS VT Revitalization for (1) 20 kVA 208V UPS 3:3 with Advantage Service Plan | 23850
WMPRS1F-VT-20-3E | Smart-UPS VT Revitalization for (1) 20 kVA 208V UPS 3:3 with EcoStruxure Service Plan | 25980
WMPRS1F-VT-30-3 | Smart-UPS VT Revitalization for (1) 30 kVA 208V UPS 3:3 with 1 year on-site warranty | 26015
WMPRS1F-VT-30-3A | Smart-UPS VT Revitalization for (1) 30 kVA 208V UPS 3:3 with Advantage Service Plan | 29140
WMPRS1F-VT-30-3E | Smart-UPS VT Revitalization for (1) 30 kVA 208V UPS 3:3 with EcoStruxure Service Plan | 31740
WMPRS1H-G3-10-3 | Galaxy 3500 Revitalization for (1) 10 kVA 400V UPS 3:3 with 1 year on-site warranty | 17725
WMPRS1H-G3-10-3A | Galaxy 3500 Revitalization for (1) 10 kVA 400V UPS 3:3 with Advantage Service Plan | 19845
WMPRS1H-G3-10-3E | Galaxy 3500 Revitalization for (1) 10 kVA 400V UPS 3:3 with EcoStruxure Service Plan | 21620
WMPRS1H-G3-15-1 | Galaxy 3500 Revitalization for (1) 15 kVA 400V UPS 3:1 with 1 year on-site warranty | 19230
WMPRS1H-G3-15-1A | Galaxy 3500 Revitalization for (1) 15 kVA 400V UPS 3:1 with Advantage Service Plan | 21535
WMPRS1H-G3-15-1E | Galaxy 3500 Revitalization for (1) 15 kVA 400V UPS 3:1 with EcoStruxure Service Plan | 23460
WMPRS1H-G3-15-3 | Galaxy 3500 Revitalization for (1) 15 kVA 400V UPS 3:3 with 1 year on-site warranty | 19430
WMPRS1H-G3-15-3A | Galaxy 3500 Revitalization for (1) 15 kVA 400V UPS 3:3 with Advantage Service Plan | 21755
WMPRS1H-G3-15-3E | Galaxy 3500 Revitalization for (1) 15 kVA 400V UPS 3:3 with EcoStruxure Service Plan | 23700
WMPRS1H-G3-20-1 | Galaxy 3500 Revitalization for (1) 20 kVA 400V UPS 3:1 with 1 year on-site warranty | 21835
WMPRS1H-G3-20-1A | Galaxy 3500 Revitalization for (1) 20 kVA 400V UPS 3:1 with Advantage Service Plan | 24455
WMPRS1H-G3-20-1E | Galaxy 3500 Revitalization for (1) 20 kVA 400V UPS 3:1 with EcoStruxure Service Plan | 26640
WMPRS1H-G3-20-3 | Galaxy 3500 Revitalization for (1) 20 kVA 400V UPS 3:3 with 1 year on-site warranty | 22785
WMPRS1H-G3-20-3A | Galaxy 3500 Revitalization for (1) 20 kVA 400V UPS 3:3 with Advantage Service Plan | 25520
WMPRS1H-G3-20-3E | Galaxy 3500 Revitalization for (1) 20 kVA 400V UPS 3:3 with EcoStruxure Service Plan | 27795
WMPRS1H-G3-30-1 | Galaxy 3500 Revitalization for (1) 30 kVA 400V UPS 3:1 with 1 year on-site warranty | 23450
WMPRS1H-G3-30-1A | Galaxy 3500 Revitalization for (1) 30 kVA 400V UPS 3:1 with Advantage Service Plan | 26265
WMPRS1H-G3-30-1E | Galaxy 3500 Revitalization for (1) 30 kVA 400V UPS 3:1 with EcoStruxure Service Plan | 28610
WMPRS1H-G3-30-3 | Galaxy 3500 Revitalization for (1) 30 kVA 400V UPS 3:3 with 1 year on-site warranty | 24960
WMPRS1H-G3-30-3A | Galaxy 3500 Revitalization for (1) 30 kVA 400V UPS 3:3 with Advantage Service Plan | 27955
WMPRS1H-G3-30-3E | Galaxy 3500 Revitalization for (1) 30 kVA 400V UPS 3:3 with EcoStruxure Service Plan | 30450
WMPRS1H-G3-40-1 | Galaxy 3500 Revitalization for (1) 40 kVA 400V UPS 3:1 with 1 year on-site warranty | 25875
WMPRS1H-G3-40-1A | Galaxy 3500 Revitalizationfor (1) 40 kVA 400V UPS 3:1 with Advantage Service Plan | 28975
WMPRS1H-G3-40-1E | Galaxy 3500 Revitalization for (1) 40 kVA 400V UPS 3:1 with EcoStruxure Service Plan | 31565
WMPRS1H-G3-40-3 | Galaxy 3500 Revitalization for (1) 40 kVA 400V UPS 3:3 with 1 year on-site warranty | 27050
WMPRS1H-G3-40-3A | Galaxy 3500 Revitalization for (1) 40 kVA 400V UPS 3:3 with Advantage Service Plan | 30300
WMPRS1H-G3-40-3E | Galaxy 3500 Revitalization for (1) 40 kVA 400V UPS 3:3 with EcoStruxure Service Plan | 33000
WMPRS1H-VT-10-3 | Smart-UPS VT Revitalization for (1) 10 kVA 400V UPS 3:3 with 1 year on-site warranty | 18610
WMPRS1H-VT-10-3A | Smart-UPS VT Revitalization for (1) 10 kVA 400V UPS 3:3 with Advantage Service Plan | 20845
WMPRS1H-VT-10-3E | Smart-UPS VT Revitalization for (1) 10 kVA 400V UPS 3:3 with EcoStruxure Service Plan | 22705
WMPRS1H-VT-15-3 | Smart-UPS VT Revitalization for (1) 15 kVA 400V UPS 3:3 with 1 year on-site warranty | 20400
WMPRS1H-VT-15-3A | Smart-UPS VT Revitalization for (1) 15 kVA 400V UPS 3:3 with Advantage Service Plan | 22845
WMPRS1H-VT-15-3E | Smart-UPS VT Revitalization for (1) 15 kVA 400V UPS 3:3 with EcoStruxure Service Plan | 24885
WMPRS1H-VT-20-3 | Smart-UPS VT Revitalization for (1) 20 kVA 400V UPS 3:3 with 1 year on-site warranty | 23925
WMPRS1H-VT-20-3A | Smart-UPS VT Revitalization for (1) 20 kVA 400V UPS 3:3 with Advantage Service Plan | 26795
WMPRS1H-VT-20-3E | Smart-UPS VT Revitalization for (1) 20 kVA 400V UPS 3:3 with EcoStruxure Service Plan | 29190
WMPRS1H-VT-30-3 | Smart-UPS VT Revitalization for (1) 30 kVA 400V UPS 3:3 with 1 year on-site warranty | 26210
WMPRS1H-VT-30-3A | Smart-UPS VT Revitalization for (1) 30 kVA 400V UPS 3:3 with Advantage Service Plan | 29350
WMPRS1H-VT-30-3E | Smart-UPS VT Revitalization for (1) 30 kVA 400V UPS 3:3 with EcoStruxure Service Plan | 31970
WMPRS1H-VT-40-3 | Smart-UPS VT Revitalization for (1) 40 kVA 400V UPS 3:3 with 1 year on-site warranty | 28405
WMPRS1H-VT-40-3A | Smart-UPS VT Revitalization for (1) 40 kVA 400V UPS 3:3 with Advantage Service Plan | 31815
WMPRS1H-VT-40-3E | Smart-UPS VT Revitalization for (1) 40 kVA 400V UPS 3:3 with EcoStruxure Service Plan | 34655
WMPRS2-LX-02 | Modular UPS Revitalization Service for (1) Symmetra LX with 2 X SYPM4KP | 9995
WMPRS2-MP2-102 | Modular Power Revitalization Service 2 X SYPM10KF2, for Symmetra PX2 100kVA Frame | 30940
WMPRS2-MP-22 | Modular UPS Revitalization Service for (1) Symmetra PX - ISX 20k A-I-O 40k Frame with 2 X SYPM10KF | 27825
WMPRS2-MP-42 | Modular UPS Revitalization Service Kit for (1) SYPX 40k Frame with 2 X SYPM10KF | 28595
WMPRS2-MP-102 | Modular UPS Revitalization Service for (1) Symmetra MW 1000kW Frame with 2 X SYPM200KG | 190170
WMPRS2-MP-122 | Modular UPS Revitalization Service for (1) Symmetra MW 1200kW Frame with 2 X SYPM200KG | 200750
WMPRS2-MP-142 | Modular UPS Revitalization Service for (1) Symmetra MW 1400kW Frame with 2 X SYPM200KG | 205485
WMPRS2-MP-162 | Modular UPS Revitalization Service for (1) Symmetra MW 1600kW Frame with 2 X SYPM200KG | 210395
WMPRS2-MP-402 | Modular UPS Revitalization Service for (1) Symmetra MW 400kW Frame with 2 X SYPM200KG | 167125
WMPRS2-MP-602 | Modular UPS Revitalization Service for (1) Symmetra MW 600kW Frame with 2 X SYPM200KG | 169100
WMPRS2-MP-802 | Modular UPS Revitalization Service for (1) Symmetra MW 800kW Frame with 2 X SYPM200KG | 179215
WMPRS2B-LX-02 | Modular UPS Revitalization Service for (1) Symmetra LX with 2 X SYPM4KP, 2 X SYBT5 | 11445
WMPRS3-LX-03 | Modular UPS Revitalization Service for (1) Symmetra LX with 3 X SYPM4KP | 11785
WMPRS3-MP2-103 | Modular Power Revitalization Service 3 X SYPM10KF2, for Symmetra PX2 100kVA Frame | 35685
WMPRS3-MP-23 | Modular UPS Revitalization Service for (1) SYPX - ISX 20k A-I-O with 3 X High Efficiency Power Mod | 32500
WMPRS3-MP-43 | Modular UPS Revitalization Service for (1) Symmetra PX 40k Frame with 3 X SYPM10KF | 33765
WMPRS3-MP-103 | Modular UPS Revitalization Service for (1) Symmetra MW 1000kW Frame with 3 X SYPM200KG | 242915
WMPRS3-MP-123 | Modular UPS Revitalization Service for (1) Symmetra MW 1200kW Frame with 3 X SYPM200KG | 253720
WMPRS3-MP-143 | Modular UPS Revitalization Service for (1) Symmetra MW 1400kW Frame with 3 X SYPM200KG | 260940
WMPRS3-MP-163 | Modular UPS Revitalization Service for (1) Symmetra MW 1600kW Frame with 3 X SYPM200KG | 263340
WMPRS3-MP-603 | Modular UPS Revitalization Service for (1) Symmetra MW 600kW Frame with 3 X SYPM200KG | 222065
WMPRS3-MP-803 | Modular UPS Revitalization Service for (1) Symmetra MW 800kW Frame with 3 X SYPM200KG | 232180
WMPRS3B-LX-03 | Modular UPS Revitalization Service for (1) Symmetra LX with 3 X SYPM4KP, 3 X SYBT5 | 13965
WMPRS4-LX-04 | Modular UPS Revitalization Service for (1) Symmetra LX with 4 X SYPM4KP | 13575
WMPRS4-MP2-104 | Modular Power Revitalization Service 4 X SYPM10KF2, for Symmetra PX2 100kVA Frame | 40745
WMPRS4-MP-44 | Modular UPS Revitalization Service for (1) Symmetra PX 40k Frame with 4 X SYPM10KF | 38930
WMPRS4-MP-104 | Modular UPS Revitalization Service for (1) Symmetra MW 1000kW Frame with 4 X SYPM200KG | 295880
WMPRS4-MP-124 | Modular UPS Revitalization Service for (1) Symmetra MW 1200kW Frame with 4 X SYPM200KG | 306660
WMPRS4-MP-144 | Modular UPS Revitalization Service for (1) Symmetra MW 1400kW Frame with 4 X SYPM200KG | 313905
WMPRS4-MP-164 | Modular UPS Revitalization Service for (1) Symmetra MW 1600kW Frame with 4 X SYPM200KG | 316305
WMPRS4-MP-804 | Modular UPS Revitalization Service for (1) Symmetra MW 800kW Frame with 4 X SYPM200KG | 285145
WMPRS4B-LX-04 | Modular UPS Revitalization Service for (1) Symmetra LX with 4 X SYPM4KP, 4 X SYBT5 | 16485
WMPRS5-LX-05 | Modular UPS Revitalization Service for (1) Symmetra LX with 5 X SYPM4KP | 15370
WMPRS5-MP2-105 | Modular Power Revitalization Service 5 X SYPM10KF2, for Symmetra PX2 100kVA Frame | 45715
WMPRS5-MP-45 | Modular UPS Revitalization Service for (1) Symmetra PX 40k Frame with 5 X SYPM10KF | 43785
WMPRS5-MP-105 | Modular UPS Revitalization Service for (1) Symmetra MW 1000kW Frame with 5 X SYPM200KG | 348825
WMPRS5-MP-125 | Modular UPS Revitalization Service for (1) Symmetra MW 1200kW Frame with 5 X SYPM200KG | 359625
WMPRS5-MP-145 | Modular UPS Revitalization Service for (1) Symmetra MW 1400kW Frame with 5 X SYPM200KG | 366850
WMPRS5-MP-165 | Modular UPS Revitalization Service for (1) Symmetra MW 1600kW Frame with 5 X SYPM200KG | 369270
WMPRS5B-LX-05 | Modular UPS Revitalization Service for (1) Symmetra LX with 5 X SYPM4KP, 4 X SYBT5 | 18270
WMPRS6-MP2-106 | Modular Power Revitalization Service 6 X SYPM10KF2, for Symmetra PX2 100kVA Frame | 50925
WMPRS6-MP-126 | Modular UPS Revitalization Service for (1) Symmetra MW 1200kW Frame with 6 X SYPM200KG | 413705
WMPRS6-MP-146 | Modular UPS Revitalization Service for (1) Symmetra MW 1400kW Frame with 6 X SYPM200KG | 420925
WMPRS6-MP-166 | Modular UPS Revitalization Service for (1) Symmetra MW 1600kW Frame with 6 X SYPM200KG | 423150
WMPRS7-MP2-107 | Modular Power Revitalization Service 7 X SYPM10KF2, for Symmetra PX2 100kVA Frame | 55795
WMPRS7-MP-147 | Modular UPS Revitalization Service for (1) Symmetra MW 1400kW Frame with 7 X SYPM200KG | 473895
WMPRS7-MP-167 | Modular UPS Revitalization Service for (1) Symmetra MW 1600kW Frame with 7 X SYPM200KG | 476290
WMPRS8-MP2-108 | Modular Power Revitalization Service 8 X SYPM10KF2, for Symmetra PX2 100kVA Frame | 60635
WMPRS8-MP-168 | Modular UPS Revitalization Service for (1) Symmetra MW 1600kW Frame with 8 X SYPM200KG | 530370
WMPRS9-MP2-109 | Modular Power Revitalization Service 9 X SYPM10KF2, for Symmetra PX2 100kVA Frame | 64350
WMPRS10-MP2-110 | Modular Power Revitalization Service 10 X SYPM10KF2, for Symmetra PX2 100kVA Frame | 69805
WMPRS11-MP2-111 | Modular Power Revitalization Service 11 X SYPM10KF2, for Symmetra PX2 100kVA Frame | 82515
WMPRS254-MP-254 | Modular UPS Revitalization Service for (1) Symmetra PX250 4x SYPM25KD, MBP and Distribution | 102480
WMPRS255-MP-255 | Modular UPS Revitalization Service for (1) Symmetra PX250 5x SYPM25KD, MBP and Distribution | 108940
WMPRS256-MP-256 | Modular UPS Revitalization Service for (1) Symmetra PX250 6x SYPM25KD, MBP and Distribution | 117150
WMPRS257-MP-257 | Modular UPS Revitalization Service for (1) Symmetra PX250 7x SYPM25KD, MBP and Distribution | 125370
WMPRS258-MP-258 | Modular UPS Revitalization Service for (1) Symmetra PX250 8x SYPM25KD, MBP and Distribution | 137450
WMPRS259-MP-259 | Modular UPS Revitalization Service for (1) Symmetra PX250 9x SYPM25KD, MBP and Distribution | 145670
WMPRS505-MP-505 | Modular UPS Revitalization Service for (1) Symmetra PX500 5x SYPM25KD, MBP and Distribution | 114105
WMPRS506-MP-506 | Modular UPS Revitalization Service for (1) Symmetra PX500 6x SYPM25KD, MBP and Distribution | 122320
WMPRS507-MP-507 | Modular UPS Revitalization Service for (1) Symmetra PX500 7x SYPM25KD, MBP and Distribution | 130535
WMPRS508-MP-508 | Modular UPS Revitalization Service for (1) Symmetra PX500 8x SYPM25KD, MBP and Distribution | 142615
WMPRS509-MP-509 | Modular UPS Revitalization Service for (1) Symmetra PX500 9x SYPM25KD, MBP and Distribution | 150835
WMPRS510-MP-510 | Modular UPS Revitalization Service for (1) Symmetra PX500 10x SYPM25KD, MBP and Distribution | 176270
WMPRS511-MP-511 | Modular UPS Revitalization Service for (1) Symmetra PX500 11x SYPM25KD, MBP and Distribution | 184930
WMPRS512-MP-512 | Modular UPS Revitalization Service for (1) Symmetra PX500 12x SYPM25KD, MBP and Distribution | 204915
WMPRS513-MP-513 | Modular UPS Revitalization Service for (1) Symmetra PX500 13x SYPM25KD, MBP and Distribution | 213225
WMPRS514-MP-514 | Modular UPS Revitalization Service for (1) Symmetra PX500 14x SYPM25KD, MBP and Distribution | 212310
WMPRS515-MP-515 | Modular UPS Revitalization Service for (1) Symmetra PX500 15x SYPM25KD, MBP and Distribution | 220275
WMPRS516-MP-516 | Modular UPS Revitalization Service for (1) Symmetra PX500 16x SYPM25KD, MBP and Distribution | 237680
WMPRS517-MP-517 | Modular UPS Revitalization Service for (1) Symmetra PX500 17x SYPM25KD, MBP and Distribution | 245295
WMPRS518-MP-518 | Modular UPS Revitalization Service for (1) Symmetra PX500 18x SYPM25KD, MBP and Distribution | 241420
WMPRS519-MP-519 | Modular UPS Revitalization Service for (1) Symmetra PX500 19x SYPM25KD, MBP and Distribution | 244765
WMPRS520-MP-520 | Modular UPS Revitalization Service for (1) Symmetra PX500 20x SYPM25KD, MBP and Distribution | 257005
WMPRS2510-MP-2510 | Modular UPS Revitalization Service for (1) Symmetra PX250 10x SYPM25KD, MBP and Distribution | 157465
WMPRSEBS-EB-01 | Modular EBS Revitalization Service for (1) EBS 1000 for Symmetra MW | 25970
WMPRSEBS-EB-02 | Modular EBS Revitalization Service for (1) EBS 2000 for Symmetra MW | 32335
WMPRSEBS-EB-03 | Modular EBS Revitalization Service for (1) EBS 4000 for Symmetra MW | 58430
WMPRSMBPB-MBP-01 | Revitalization Service for (1) Symmetra PX250-500 Frame for 3rd party Batts or MBP | 1990
WMPRSXR8-MP-01 | Modular Power Revitalization Srvc for (1) PX250-500/SYBFXR8 | 3735
WMPRSXR8-MP-01C | Modular Power Revitalization Srvc for (1) PX40-80/SYCFXR8 | 4395
WMPRSXR9-MP2-02 | Modular Power Revitalization Srvc for (1) PX100-160/SYCFXR9 | 3095
WRODSA-ACRC301H | InRow ACRC301H with On-Site Extended Warranty and Green Disposal | 32065
WRODSA-ACRC301S | InRow ACRC301S with On-Site Extended Warranty and Green Disposal | 25020
WROSA-ACRC301H | InRow ACRC301H with On-Site Extended Warranty | 31165
WROSA-ACRC301S | InRow ACRC301S with On-Site Extended Warranty | 24115
WRUXDSA-ACRC301H | InRow ACRC301H with Advantage Ultra, EcoStruxure AA Prevent and Green Disposal | 32445
WRUXDSA-ACRC301S | InRow ACRC301S with Advantage Ultra, EcoStruxure AA Prevent and Green Disposal | 25395
WRUXSA-ACRC301H | InRow ACRC301H with Advantage Ultra, EcoStruxure Asset Adviser Prevent | 31540
WRUXSA-ACRC301S | InRow ACRC301S with Advantage Ultra, EcoStruxure Asset Adviser Prevent | 24490
WUPGMPRS7X24-MP-00 | Scheduling Upgrade to 7X24 for MPRS | Call for Quote
WUPGVSPW7X24-VS-00 | Scheduling Upgrade to 7X24 for Galaxy VS Power Upgrade service | 1255
WUPGVSPW-VS-05 | 5 KVA power upgrade service for (1) Galaxy VS UPS | 3890
WUPGVSPW-VS-10 | 10 KVA power upgrade service for (1) Galaxy VS UPS | 4400
WUPGVSPW-VS-15 | 15 KVA power upgrade service for (1) Galaxy VS UPS | 4865
WUPGVSPW-VS-20 | 20 KVA power upgrade service for (1) Galaxy VS UPS | 5310
WUPGVSPW-VS-25 | 25 KVA power upgrade service for (1) Galaxy VS UPS | 5745
WUPGVSPW-VS-30 | 30 KVA power upgrade service for (1) Galaxy VS UPS | 6170
WUPGVSPW-VS-35 | 35 KVA power upgrade service for (1) Galaxy VS UPS | 6570
WUPGVSPW-VS-40 | 40 KVA power upgrade service for (1) Galaxy VS UPS | 6950
WUPGVSPW-VS-50 | 50 KVA power upgrade service for (1) Galaxy VS UPS | 7560
WUPGVSPW-VS-60 | 60 KVA power upgrade service for (1) Galaxy VS UPS | 8115
WUPGVSPW-VS-70 | 70 KVA power upgrade service for (1) Galaxy VS UPS | 8610
WUPGVSPW-VS-80 | 80 KVA power upgrade service for (1) Galaxy VS UPS | 9055
WUPGVSPW-VS-90 | 90 KVA power upgrade service for (1) Galaxy VS UPS | 9455
0M-PMM5VOLTS216 | PMM CONNECTION KIT FOR 216V 500kVA | 367
0M-PMM5VOLTS415 | PMM CONNECTION KIT FOR 415V 500kVA | 717
0M-PMM30FF084 | 30 KVA 208V INPUT 208V OUTPUT 84 POLE | 10030
0M-PMM50FF168 | 50 KVA 208V INPUT 208V OUTPUT 168 POLE | 7770
0M-PMM50GF084 | 50 KVA 480V INPUT 208V OUTPUT 84 POLE | 15060
0M-PMM50GF168 | 50 KVA 480V INPUT 208V OUTPUT 168 POLE | 8330
0M-PMM75FF126 | 75 KVA 208V INPUT 208V OUTPUT 126 POLE | 7810
0M-PMM75GF084 | 75 KVA 480V INPUT 208V OUTPUT 84 POLE | 15135
0M-PMM75GF126 | 75 KVA 480V INPUT 208V OUTPUT 126 POLE | 7810
0M-PMM100FF168 | 100 KVA 208V INPUT 208V OUTPUT 168 POLE | 7815
0M-PMM100FF252 | 100 KVA 208V INPUT 208V OUTPUT 252 POLE | 8850
0M-PMM100GF084 | 100 KVA 480V INPUT 208V OUTPUT 84 POLE | 15065
0M-PMM125GF084 | 125 KVA 480V INPUT 208V OUTPUT 84 POLE | 16560
0M-PMM125GF126 | 125 KVA 480V INPUT 208V OUTPUT 126 POLE | 11865
0M-PMM150GF084 | 150 KVA 480V INPUT 208V OUTPUT 84 POLE | 17790
0M-PMM150LF084 | 150 KVA 600V INPUT 208V OUTPUT 84 POLE | 10030
0M-PMM150LF126 | 150 KVA 600V INPUT 208V OUTPUT 126 POLE | 7910
0M-PMM200GF084 | 200 KVA 480V INPUT 208V OUTPUT 84 POLE | 10740
0M-PMMOPT003 | SQD 4 OUTPUT CB PNLB A | 4720
0M-PMMOPT007 | SQD 4 OUTPUT CB PNLB B | 4780
0M-PMMOPT015 | METER VERIS OUT | 3530
0M-PMMOPT019 | ISOL GND KIT PMN084 | 1305
0M-PMMOPT095 | SQD PNLB A W/Q2H | 2825
0M-PMMOPT098 | SQD PNLB B W/Q2H | 2530
0M-PMMOPT155 | METER VERIS IN/OUT 75KVA | 4915
0M-PMMOPT305 | SYS 84 BOTTOM ENTRY 125-300KVA | 2910
0M-PMMOPT340 | XFMR COPPER K20 225KVA 480V | 32380
0M-PMMOPT348 | XFMR COPPER K20 300KVA 480V | 40300
0M-PMMXSEISBRK084 | SEISMIC BRACING SYS 084 | 311
0M-PMRFF168B | 208V INPUT/OUTPUT 168 POLE B-B | 13585
GRPPIP2X84 | Galaxy RPP with fingersafe IP2X panelboard, white | Call for Quote
GRPPIP2X89 | Galaxy RPP with fingersafe IP2X panelboard, black | Call for Quote
GRPPNF84 | Galaxy RPP with NF panelboard, white | Call for Quote
GRPPNF89 | Galaxy RPP with NF panelboard, black | Call for Quote
GRPPNQ84 | Galaxy RPP with NQ panelboard, white | Call for Quote
GRPPNQ89 | Galaxy RPP with NQ panelboard, black | Call for Quote
L3-0M-PMMIRW | PMM IR WINDOW FOR INFRARED SCAN | 23405
L3-0M-PMMMOB5 | R-FRAME LSI 500KVA 100KA@240V CB ASY BLACK | 23860
L3-0M-PMMMON5034 | EM3K OUT + EM4K 14CH 500KVA BLACK | 3170
L3-0M-PMMMON5054 | PM5K OUT + EM4K 14CH 500KVA BLACK | 3550
L3-0M-PMMMON5354 | EM3K IN + PM5K OUT + EM4K 14CH 500KVA BLACK | 5385
L3-0M-PMMMON5534 | PM5K IN + EM3K OUT + EM4K 14CH 500KVA BLACK | 5570
L3-0M-PMMMON5554 | PM5K IN + PM5K OUT + EM4K 14CH 500KVA BLACK | 5030
L3-0M-PMMTMIB-02 | P FRAME 800A LSI 65KA CB ASY BK TEST INJECTION TEST | 605
L3-0M-SPD480V | 480Y 277V 3Ph SPD 240kA HL41MA24C | 2145
PMM30X | POWER MANAGEMENT MODULE 30 KVA | Call for Quote
PMM50X | POWER MANAGEMENT MODULE 50 KVA | Call for Quote
PMM75 | MGE Power Management Module 75 kVA | Call for Quote
PMM75X | POWER MANAGEMENT MODULE 75 KVA | Call for Quote
PMM100X | POWER MANAGEMENT MODULE 100 KVA | Call for Quote
PMM125 | MGE Power Management Module 125 kVA | Call for Quote
PMM125X | POWER MANAGEMENT MODULE 125 KVA | Call for Quote
PMM150X | POWER MANAGEMENT MODULE 150 KVA | Call for Quote
PMM200X | POWER MANAGEMENT MODULE 200 KVA | Call for Quote
PMM225X | POWER MANAGEMENT MODULE 225 KVA | Call for Quote
PMM300X | POWER MANAGEMENT MODULE 300 KVA | Call for Quote
PMM400-ALA | Galaxy Power Distribution Unit, 400kVA, Al transformer, 480V input, 400V/208V output, configurable | Call for Quote
PMM400-ALAX | Galaxy Power Distribution Unit, 400kVA, aluminum transformer, 480V input, 400V/208V output, standard | Call for Quote
PMM400-CUB | Galaxy Power Distribution Unit, 400kVA, copper transformer, 480V input, 208V output, configurable | Call for Quote
PMM400Q | Adapted Power Management Module and associated parts used with a PMM400 | Call for Quote
PMM500-ALA | Galaxy Power Distribution Unit, 500kVA, Al transformer, 480V input, 400V/208V output, configurable | Call for Quote
PMM500-ALAX | Galaxy Power Distribution Unit, 500kVA, Al transformer, 480V input, 400V208V output, standard | Call for Quote
PMM500-CUB | Galaxy Power Distribution Unit, 500kVA, Cu transformer 480V input, 415V/208V output, configurable | Call for Quote
PMM500Q | Adapted Power Management Module and associated parts used with a PMM500 | Call for Quote
PMMEO50 | EXTERNAL OPTIONS PMM 50 KVA | Call for Quote
PMMEOX | EXTERNAL OPTIONS PMM | Call for Quote
PMMQ | Adapted Power Distribution Unit and Associated Parts used with IPMM/RPMM | Call for Quote
PMR4P1S | POWER MANAGEMENT MOD REM 4 PB 1SOURCE | Call for Quote
QGPDU | Custom Galaxy PDU and Associated parts | Call for Quote
QSPPDU | Power distribution units, associated parts, OEM from Smith Power(PDI) | Call for Quote
0G-8310 | KIT FILLER SQD NQ PNL QTY 15 ATO | 26
0G-8313 | PLUG FILLER GLAND PLATE 84P PDU ATO | 13.25
0G-8314 | BCPM 84P KIT ATO | 12675
0G-8315 | ASSY PACKAGING FINAL 84P PDU ATO | 3575
0G-ISX-150-UM-EN | APC ISX 150 KW PDU USER MANUAL | 166
0G-ISX-B-UM-80 | GEN ISX 80K TYPE B USERS MANUAL | 207
0G-ISX-B-UM-80-INT | GEN ISX 80K TYPE B USERS MANUAL INTL | 222
0G-PD40F6FK1-M | TYPE B PDU INCL. 208V ISOLATION TRANSFORMER & MBP | 30500
0G-PD40G6FK1-M | TYPE B PDU INCL. 480V STEP DOWN TRANSFORMER & MBP | 29420
0G-PD40L6FK1-M | TYPE B PDU INCL. 600V STEP DOWN TRANSFORMER & MBP | 27865
0G-PD60F6FK1 | TYPE C PDU INCL. 208V ISOLATION TRANSFORMER | 25490
0G-PD60G6FK1 | TYPE C PDU INCL. 480V STEP DOWN TRANSFORMER | 23535
0G-PD60L6FK1 | TYPE C PDU INCL. 600V STEP DOWN TRANSFORMER | 23105
0G-PDPB150G6F | ASSY 84P PDU GENERIC UNIT | 44600
0G-PDPB150G6FATO | ASSY 84P PDU BASE UNIT ATO | 44600
0G-PDRDP-F-13-SX | ISX RDP 208V 13IN SX RACK | 8780
0G-PDRPPNX10 | TYPE C PDU 208V INPUT | 14475
0G-PDRPPNX10-M | S/A TYPE B PSX-PDU 208V IN W/MBP | 18635
0G-PDRPPNX14-M | TYPE B 80KW PSX-PDU 208V IN W/MBP | 24165
0G-PSX-B-UM-EN | InfraStruXure Type B User Manual | 143
0G-PSX-C-UM-EN | INFRASTRUXURE TYPE C DISTRIBUTION USER MANUAL | 168
0H-0991 | MBP CTO CABLES EXIT LEFT OF 84P | 1925
0H-0992 | MBP CTO CABLES EXIT RIGHT OF 84P | 1925
0M-0182-005 | CORDSET #12 5WIRE W/L21-20 5 FOOT | 136
0M-0182-007 | CORDSET #12 5WIRE W/L21-20 7FOOT | 140
0M-0182-009 | CORDSET #12 5WIRE W/L21-20 9FOOT | 145
0M-0182-013 | CORDSET #12 5WIRE W/L21-20 13FOOT | 156
0M-0182-015 | CORDSET #12 5WIRE W/L21-20 15FOOT | 160
0M-0182-019 | CORDSET #12 5WIRE W/L21-20 19FOOT | 169
0M-0182-021 | CORDSET #12 5WIRE W/L21-20 21FOOT | 176
0M-0182-023 | CORDSET #12 5WIRE W/L21-20 23FOOT | 181
0M-0182-025 | CORDSET #12 5WIRE W/L21-20 25FOOT | 185
0M-0182-027 | CORDSET #12 5WIRE W/L21-20 27FOOT | 190
0M-0182-029 | CORDSET #12 5WIRE W/L21-20 29FOOT | 196
0M-0182-031 | CORDSET #12 5WIRE W/L21-20 31FOOT | 201
0M-0182-033 | CORDSET #12 5WIRE W/L21-20 33FOOT | 205
0M-0182-037 | CORDSET #12 5WIRE W/L21-20 37FOOT | 217
0M-0182-039 | CORDSET #12 5WIRE W/L21-20 39FOOT | 221
0M-0182-041 | CORDSET #12 5WIRE W/L21-20 41FOOT | 228
0M-0182-043 | CORDSET #12 5WIRE W/L21-20 43FOOT | 232
0M-0182-045 | CORDSET #12 5WIRE W/L21-20 45FOOT | 237
0M-0182-047 | CORDSET #12 5WIRE W/L21-20 47FOOT | 241
0M-0182-053 | CORDSET #12 5WIRE W/L21-20 53FOOT | 257
0M-0217 | BRANCH CURRENT MONITORING 21 POLE | 2555
0M-0218 | S/A BLANK PNL 1P CKTBRK NAM PSX-PDU | 59
0M-1292 | KIT PSX-PDU BLACK EXTERIOR | 1290
0M-1295 | BLANKING PANEL 1 POLE 230V PSX-PDU | 17.5
0M-1699 | KIT PSX-PDU TYPE C BLACK EXTERIOR | 1970
0M-1705 | S/A TESTED BRK 1P 32A ABB SMISS | 163
0M-1707 | S/A ELCB 2P 32A OVERCURRENT 30MA LEAK | 237
0M-2299 | S/A CKT BRKR 2P 30A 10K UL | 131
0M-2322-005 | CORDSET 4.0MM 3W W/32A IEC309R 5FOOT | 117
0M-2322-007 | CORDSET 4.0MM 3W W/32A IEC309R 7FT | 127
0M-2322-009 | CORDSET 4.0MM 3W W/32A IEC309R 9 FT | 134
0M-2322-011 | CORDSET 4.0MM 3W W/32A IEC309R 11FT | 144
0M-2322-013 | CORDSET 4.0MM 3W W/32A IEC309R 13 FT | 154
0M-2322-019 | CORDSET 4.0MM 3W W/32A IEC309R 19FT | 179
0M-2322-021 | CORDSET 4.0MM 3W W/32A IEC309R 21 FT | 184
0M-2322-023 | CORDSET 4.0MM 3W W/32A IEC309R 23FT | 190
0M-2322-025 | CORDSET 4.0MM 3W W/32A IEC309R 25 FT | 204
0M-2322-027 | CORDSET 4.0MM 3W W/32A IEC309R 27FT | 213
0M-2322-029 | CORDSET 4.0MM 3W W/32A IEC309R 29 FT | 223
0M-2322-031 | CORDSET 4.0MM 3W W/32A IEC309R 31FT | 233
0M-2322-033 | CORDSET 4.0MM 3W W/32A IEC309R 33 FT | 236
0M-2322-035 | CORDSET 4.0MM 3W W/32A IEC309R 35FT | 248
0M-2322-051 | CORDSET 4.0MM 3W W/32A IEC309R 51FT | 316
0M-2323-011 | CORDSET #10 3 WIRE W/L6-30R 11 FOOT | 145
0M-2349 | KIT LABEL PSX SYSTEM & RACK ID | 138
0M-2600 | LOAD TEST PORT 80KW PSX-PDU 120V | 1915
0M-2601 | KIT 80KW PSX-PDU BLACK EXTERIOR | 4140
0M-2609 | UNDER FLOOR INPUT SINGLE FEED 80KW PSX-PDU | 751
0M-2614-015 | S/A CORDSET #2 5W IEC309P 15FOOT | 1635
0M-2614-025 | S/A CORDSET #2 5W IEC309P 25FOOT | 1695
0M-2614-035 | S/A CORDSET #2 5W IEC309P 35FOOT | 2080
0M-2614-045 | S/A CORDSET #2 5W IEC309P 45FOOT | 2260
0M-2615-001 | S/A CORDSET 80A SUBFEED 1 PSX-RDP13 OH IEC309 | 2590
0M-2615-002 | S/A CORDSET 80A SUBFEED 2 PSX-RDP13 OH IEC309 | 2475
0M-2979 | ASSY RDP RACK 42U 1000MM SIDE PANEL BLK | 327
0M-3037 | S/A PACKAGING RDP RACK TROUGH | 1425
0M-3080 | KIT BATTERY CABLE - MX28B/SPLIT BUS | 244
0M-3088 | S/A UNDER FLR FEED 480/600V SINGLE FEED PDU | 667
0M-4201 | LOAD TEST PORT | 1080
0M-4264 | 3-POLE, 20A BOLT-ON SQUARE D BREAKER | 173
0M-4265 | 1-POLE, 20A BOLT-ON SQUARE D BREAKER | 78
0M-4713 | S/A TESTED BRKR 3P 32A 230V ABB SMISS | 256
0M-4766 | KIT LOWER TERMINAL BLOCK OPTION | 783
0M-5011 | ASSY ISX-20KF FINAL ITEMS | 1655
0M-5245 | ASSY TESTED CKT BRKR 3P 150A 120/240V PNL | 861
0M-5350-005 | TC 5WIRE W/L21-20 5 FOOT | 260
0M-5350-007 | TC 5WIRE W/L21-20 7FOOT | 275
0M-5350-009 | TC 5WIRE W/L21-20 9FOOT | 287
0M-5350-011 | TC 5WIRE W/L21-20 11FOOT | 298
0M-5350-013 | TC 5WIRE W/L21-20 13FOOT | 309
0M-5350-015 | TC 5WIRE W/L21-20 15FOOT | 320
0M-5350-017 | TC 5WIRE W/L21-20 17FOOT | 332
0M-5350-019 | TC 5WIRE W/L21-20 19FOOT | 342
0M-5350-021 | TC 5WIRE W/L21-20 21FOOT | 353
0M-5350-023 | TC 5WIRE W/L21-20 23FOOT | 362
0M-5350-025 | TC 5WIRE W/L21-20 25FOOT | 331
0M-5350-027 | TC 5WIRE W/L21-20 27FOOT | 359
0M-5350-029 | TC 5WIRE W/L21-20 29FOOT | 355
0M-5350-031 | TC 5WIRE W/L21-20 31FOOT | 383
0M-5350-033 | TC 5WIRE W/L21-20 33FOOT | 337
0M-5350-035 | TC 5WIRE W/L21-20 35FOOT | 391
0M-5350-037 | TC 5WIRE W/L21-20 37FOOT | 300
0M-5350-039 | TC 5WIRE W/L21-20 39FOOT | 308
0M-5350-041 | TC 5WIRE W/L21-20 41FOOT | 396
0M-5350-043 | TC 5WIRE W/L21-20 43FOOT | 322
0M-5350-045 | TC 5WIRE W/L21-20 45FOOT | 330
0M-5350-047 | TC 5WIRE W/L21-20 47FOOT | 343
0M-5350-049 | TC 5WIRE W/L21-20 49FOOT | 345
0M-5350-051 | TC 5WIRE W/L21-20 51FOOT | 322
0M-5350-053 | TC 5WIRE W/L21-20 53FOOT | 329
0M-5350-055 | TC 5WIRE W/L21-20 55FOOT | 369
0M-5350-057 | TC 5WIRE W/L21-20 57FOOT | 343
0M-5350-059 | TC 5WIRE W/L21-20 59FOOT | 387
0M-5350-061 | TC 5WIRE W/L21-20 61FOOT | 590
0M-5350-065 | TC 5WIRE W/L21-20 65FOOT | 615
0M-5350-075 | TC 5WIRE W/L21-20 75FOOT | 622
0M-5352-005 | TC 4WIRE W/L15-30 5 FOOT | 157
0M-5352-007 | TC 4WIRE W/L15-30 7 FOOT | 149
0M-5352-009 | TC 4WIRE W/L15-30 9 FOOT | 156
0M-5352-011 | TC 4WIRE W/L15-30 11 FOOT | 165
0M-5352-013 | TC 4WIRE W/L15-30 13 FOOT | 172
0M-5352-015 | TC 4WIRE W/L15-30 15 FOOT | 178
0M-5352-017 | TC 4WIRE W/L15-30 17 FOOT | 185
0M-5352-019 | TC 4WIRE W/L15-30 19 FOOT | 192
0M-5352-021 | TC 4WIRE W/L15-30 21 FOOT | 199
0M-5352-023 | TC 4WIRE W/L15-30 23 FOOT | 205
0M-5352-025 | TC 4WIRE W/L15-30 25 FOOT | 212
0M-5352-027 | TC 4WIRE W/L15-30 27 FOOT | 219
0M-5352-029 | TC 4WIRE W/L15-30 29 FOOT | 226
0M-5352-039 | TC 4WIRE W/L15-30 39 FOOT | 248
0M-5353-005 | TC 4WIRE W/L14-30 5 FOOT | 679
0M-5353-015 | TC 4WIRE W/L14-30 15 FOOT | 273
0M-5353-019 | TC 4WIRE W/L14-30 19 FOOT | 270
0M-5353-027 | TC 4WIRE W/L14-30 27 FOOT | 273
0M-5353-039 | TC 4WIRE W/L14-30 39 FOOT | 313
0M-5355-009 | TC 3WIRE W/L6-15 9 FOOT | 218
0M-5356-005 | TC 3WIRE W/L5-30 5 FOOT | 233
0M-5356-007 | TC 3WIRE W/L5-30 7 FOOT | 238
0M-5356-009 | TC 3WIRE W/L5-30 9 FOOT | 246
0M-5356-011 | TC 3WIRE W/L5-30 11 FOOT | 264
0M-5356-013 | TC 3WIRE W/L5-30 13 FOOT | 414
0M-5356-015 | TC 3WIRE W/L5-30 15 FOOT | 304
0M-5356-017 | TC 3WIRE W/L5-30 17 FOOT | 301
0M-5356-019 | TC 3WIRE W/L5-30 19 FOOT | 469
0M-5356-021 | TC 3WIRE W/L5-30 21 FOOT | 424
0M-5356-023 | TC 3WIRE W/L5-30 23 FOOT | 290
0M-5356-025 | TC 3WIRE W/L5-30 25 FOOT | 491
0M-5356-027 | TC 3WIRE W/L5-30 27 FOOT | 450
0M-5356-029 | TC 3WIRE W/L5-30 29 FOOT | 308
0M-5356-031 | TC 3WIRE W/L5-30 31 FOOT | 312
0M-5356-033 | TC 3WIRE W/L5-30 33 FOOT | 289
0M-5356-035 | TC 3WIRE W/L5-30 35 FOOT | 325
0M-5356-037 | TC 3WIRE W/L5-30 37 FOOT | 300
0M-5356-039 | TC 3WIRE W/L5-30 39 FOOT | 304
0M-5356-041 | TC 3WIRE W/L5-30 41 FOOT | 309
0M-5356-043 | TC 3WIRE W/L5-30 43 FOOT | 316
0M-5356-059 | TC 3WIRE W/L5-30 59 FOOT | 295
0M-5357-005 | TC 3WIRE W/L5-20 5 FOOT | 334
0M-5357-007 | TC 3WIRE W/L5-20 7 FOOT | 324
0M-5357-009 | TC 3WIRE W/L5-20 9 FOOT | 341
0M-5357-011 | TC 3WIRE W/L5-20 11FOOT | 398
0M-5357-013 | TC 3WIRE W/L5-20 13 FOOT | 403
0M-5357-015 | TC 3WIRE W/L5-20 15 FOOT | 458
0M-5357-017 | TC 3WIRE W/L5-20 17 FOOT | 453
0M-5357-019 | TC 3WIRE W/L5-20 19 FOOT | 454
0M-5357-021 | TC 3WIRE W/L5-20 21 FOOT | 414
0M-5357-023 | TC 3WIRE W/L5-20 23 FOOT | 488
0M-5357-025 | TC 3WIRE W/L5-20 25 FOOT | 288
0M-5357-027 | TC 3WIRE W/L5-20 27 FOOT | 462
0M-5357-029 | TC 3WIRE W/L5-20 29 FOOT | 450
0M-5357-031 | TC 3WIRE W/L5-20 31 FOOT | 435
0M-5357-033 | TC 3WIRE W/L5-20 33 FOOT | 310
0M-5357-035 | TC 3WIRE W/L5-20 35 FOOT | 317
0M-5357-037 | TC 3WIRE W/L5-20 37 FOOT | 322
0M-5357-039 | TC 3WIRE W/L5-20 39 FOOT | 468
0M-5357-041 | TC 3WIRE W/L5-20 41 FOOT | 571
0M-5357-043 | TC 3WIRE W/L5-20 43 FOOT | 340
0M-5357-045 | TC 3WIRE W/L5-20 45 FOOT | 345
0M-5357-047 | TC 3WIRE W/L5-20 47 FOOT | 352
0M-5357-049 | TC 3WIRE W/L5-20 49 FOOT | 360
0M-5357-051 | TC 3WIRE W/L5-20 51 FOOT | 331
0M-5357-053 | TC 3WIRE W/L5-20 53 FOOT | 369
0M-5357-059 | TC 3WIRE W/L5-20 59 FOOT | 289
0M-5358-005 | TC 3WIRE W/L5-15 5 FOOT | 221
0M-5358-009 | TC 3WIRE W/L5-15 9 FOOT | 346
0M-5358-011 | TC 3WIRE W/L5-15 11 FOOT | 238
0M-5358-013 | TC 3WIRE W/L5-15 13 FOOT | 231
0M-5358-015 | TC 3WIRE W/L5-15 15 FOOT | 248
0M-5358-021 | TC 3WIRE W/L5-15 21 FOOT | 253
0M-5358-023 | TC 3WIRE W/L5-15 23 FOOT | 260
0M-5358-025 | TC 3WIRE W/L5-15 25 FOOT | 265
0M-5358-043 | TC 3WIRE W/L5-15 43 FOOT | 335
0M-5359-005 | TC 3WIRE W/L6-30 5 FOOT | 259
0M-5359-007 | TC 3WIRE W/L6-30 7 FOOT | 276
0M-5359-009 | TC 3WIRE W/L6-30 9 FOOT | 293
0M-5359-011 | TC 3WIRE W/L6-30 11 FOOT | 325
0M-5359-013 | TC 3WIRE W/L6-30 13 FOOT | 343
0M-5359-015 | TC 3WIRE W/L6-30 15 FOOT | 298
0M-5359-017 | TC 3WIRE W/L6-30 17 FOOT | 345
0M-5359-019 | TC 3WIRE W/L6-30 19 FOOT | 313
0M-5359-021 | TC 3WIRE W/L6-30 21 FOOT | 324
0M-5359-023 | TC 3WIRE W/L6-30 23 FOOT | 332
0M-5359-025 | TC 3WIRE W/L6-30 25 FOOT | 381
0M-5359-027 | TC 3WIRE W/L6-30 27 FOOT | 397
0M-5359-029 | TC 3WIRE W/L6-30 29 FOOT | 429
0M-5359-031 | TC 3WIRE W/L6-30 31 FOOT | 513
0M-5359-033 | TC 3WIRE W/L6-30 33 FOOT | 248
0M-5359-035 | TC 3WIRE W/L6-30 35 FOOT | 258
0M-5359-037 | TC 3WIRE W/L6-30 37 FOOT | 263
0M-5359-039 | TC 3WIRE W/L6-30 39 FOOT | 270
0M-5359-041 | TC 3WIRE W/L6-30 41 FOOT | 278
0M-5359-043 | TC 3WIRE W/L6-30 43 FOOT | 283
0M-5359-045 | TC 3WIRE W/L6-30 45 FOOT | 288
0M-5359-047 | TC 3WIRE W/L6-30 47 FOOT | 293
0M-5359-049 | TC 3WIRE W/L6-30 49 FOOT | 300
0M-5359-053 | TC 3WIRE W/L6-30 53 FOOT | 282
0M-5359-055 | TC 3WIRE W/L6-30 55 FOOT | 273
0M-5359-057 | TC 3WIRE W/L6-30 57 FOOT | 293
0M-5360-005 | TC 3WIRE W/L6-20 5 FOOT | 322
0M-5360-007 | TC 3WIRE W/L6-20 7 FOOT | 339
0M-5360-009 | TC 3WIRE W/L6-20 9 FOOT | 243
0M-5360-011 | TC 3WIRE W/L6-20 11 FOOT | 368
0M-5360-013 | TC 3WIRE W/L6-20 13 FOOT | 376
0M-5360-015 | TC 3WIRE W/L6-20 15 FOOT | 452
0M-5360-017 | TC 3WIRE W/L6-20 17 FOOT | 263
0M-5360-019 | TC 3WIRE W/L6-20 19 FOOT | 413
0M-5360-021 | TC 3WIRE W/L6-20 21 FOOT | 278
0M-5360-023 | TC 3WIRE W/L6-20 23 FOOT | 476
0M-5360-025 | TC 3WIRE W/L6-20 25 FOOT | 299
0M-5360-027 | TC 3WIRE W/L6-20 27 FOOT | 295
0M-5360-029 | TC 3WIRE W/L6-20 29 FOOT | 273
0M-5360-031 | TC 3WIRE W/L6-20 31 FOOT | 308
0M-5360-033 | TC 3WIRE W/L6-20 33 FOOT | 284
0M-5360-035 | TC 3WIRE W/L6-20 35 FOOT | 317
0M-5360-039 | TC 3WIRE W/L6-20 39 FOOT | 300
0M-5360-041 | TC 3WIRE W/L6-20 41 FOOT | 335
0M-5360-043 | TC 3WIRE W/L6-20 43 FOOT | 309
0M-5360-045 | TC 3WIRE W/L6-20 45 FOOT | 300
0M-5360-049 | TC 3WIRE W/L6-20 49 FOOT | 309
0M-5362 | S/A TESTED BRKR 1P 15A PNL | 95
0M-5363 | S/A TESTED BRKR 1P 30A PNL | 99
0M-5364 | S/A TESTED BRKR 2P 15A PNL | 260
0M-5365 | S/A TESTED BRKR 2P 20A PNL | 260
0M-5428 | S/A TESTED BREAKER ABB 50A 1P | 174
0M-5472 | KIT 500MCM LUG | 67
0M-5473 | KIT 1/0 FLEX LUG | 55
0M-5495 | KIT CROSS TIE BLANKING PANEL | 28
0M-5683 | S/A 80K PDU MCCB SUBFEED 225A | 1675
0M-5683A | S/A 80K PDU MCCB SUBFEED 225A | 1840
0M-5886-005 | CORDSET #6 50A 250V 3P-4W 5FT | 467
0M-5886-007 | CORDSET #6 50A 250V 3P-4W 7FT | 384
0M-5886-009 | CORDSET #6 50A 250V 3P-4W 9FT | 412
0M-5886-011 | CORDSET #6 50A 250V 3P-4W 11FT | 577
0M-5886-013 | CORDSET #6 50A 250V 3P-4W 13FT | 469
0M-5886-015 | CORDSET #6 50A 250V 3P-4W 15FT | 497
0M-5886-017 | CORDSET #6 50A 250V 3P-4W 17FT | 787
0M-5886-019 | CORDSET #6 50A 250V 3P-4W 19FT | 553
0M-5886-021 | CORDSET #6 50A 250V 3P-4W 21FT | 581
0M-5886-023 | CORDSET #6 50A 250V 3P-4W 23FT | 609
0M-5886-025 | CORDSET #6 50A 250V 3P-4W 25FT | 619
0M-5886-027 | CORDSET #6 50A 250V 3P-4W 27FT | 666
0M-5886-029 | CORDSET #6 50A 250V 3P-4W 29FT | 676
0M-5886-031 | CORDSET #6 50A 250V 3P-4W 31FT | 706
0M-5886-033 | CORDSET #6 50A 250V 3P-4W 33FT | 750
0M-5886-035 | CORDSET #6 50A 250V 3P-4W 35FT | 763
0M-5886-037 | CORDSET #6 50A 250V 3P-4W 37FT | 793
0M-5886-039 | CORDSET #6 50A 250V 3P-4W 39FT | 820
0M-5886-041 | CORDSET #6 50A 250V 3P-4W 41FT | 847
0M-5886-043 | CORDSET #6 50A 250V 3P-4W 43FT | 877
0M-5886-045 | CORDSET #6 50A 250V 3P-4W 45FT | 907
0M-5886-047 | CORDSET #6 50A 250V 3P-4W 47FT | 934
0M-5886-049 | CORDSET #6 50A 250V 3P-4W 49FT | 964
0M-5886-051 | CORDSET #6 50A 250V 3P-4W 51FT | 988
0M-5886-053 | CORDSET #6 50A 250V 3P-4W 53FT | 878
0M-5886-055 | CORDSET #6 50A 250V 3P-4W 55FT | 903
0M-5891 | KIT 150A SUBFEED ISX PDU | 926
0M-5892 | 225A SUBFEED KIT ISX PDU | 1130
0M-6866 | S/A TESTED 3P 50A CKT BRKR 120/240 UL | 312
0M-8577 | ISX ACCESORY BOX LARGE | 24.5
0M-8578 | ISX ACCESORY BOX SMALL | 24.5
0M-815481A-005 | ASSY WHIP 5WIRE 12AWG L21-20 5FT | 174
0M-815481A-007 | ASSY WHIP 5WIRE 12AWG L21-20 7FT | 185
0M-815481A-009 | ASSY WHIP 5WIRE 12AWG L21-20 9FT | 191
0M-815481A-011 | ASSY WHIP 5WIRE 12AWG L21-20 11FT | 199
0M-815481A-013 | ASSY WHIP 5WIRE 12AWG L21-20 13FT | 207
0M-815481A-015 | ASSY WHIP 5WIRE 12AWG L21-20 15FT | 219
0M-815481A-017 | ASSY WHIP 5WIRE 12AWG L21-20 17FT | 205
0M-815481A-019 | ASSY WHIP 5WIRE 12AWG L21-20 19FT | 269
0M-815481A-021 | ASSY WHIP 5WIRE 12AWG L21-20 21FT | 247
0M-815481A-023 | ASSY WHIP 5WIRE 12AWG L21-20 23FT | 243
0M-815481A-025 | ASSY WHIP 5WIRE 12AWG L21-20 25FT | 251
0M-815481A-027 | ASSY WHIP 5WIRE 12AWG L21-20 27FT | 260
0M-815481A-031 | ASSY WHIP 5WIRE 12AWG L21-20 31FT | 262
0M-815481A-039 | ASSY WHIP 5WIRE 12AWG L21-20 39FT | 308
0M-815481A-045 | ASSY WHIP 5WIRE 12AWG L21-20 45FT | 330
0M-815481A-049 | ASSY WHIP 5WIRE 12AWG L21-20 49FT | 345
0M-815481A-051 | ASSY WHIP 5WIRE 12AWG L21-20 51FT | 355
0M-815481A-055 | ASSY WHIP 5WIRE 12AWG L21-20 55FT | 369
0M-815481A-057 | ASSY WHIP 5WIRE 12AWG L21-20 57FT | 377
0M-815481A-059 | ASSY WHIP 5WIRE 12AWG L21-20 59FT | 387
0M-815481A-061 | ASSY WHIP 5WIRE 12AWG L21-20 61FT | 590
0M-815482-005 | ASSY WHIP 5WIRE 10AWG L21-30 5FT | 363
0M-815482-007 | ASSY WHIP 5WIRE 10AWG L21-30 7FT | 389
0M-815482-009 | ASSY WHIP 5WIRE 10AWG L21-30 9FT | 414
0M-815482-011 | ASSY WHIP 5WIRE 10AWG L21-30 11FT | 439
0M-815482-013 | ASSY WHIP 5WIRE 10AWG L21-30 13FT | 465
0M-815482-015 | ASSY WHIP 5WIRE 10AWG L21-30 15FT | 490
0M-815482-017 | ASSY WHIP 5WIRE 10AWG L21-30 17FT | 431
0M-815482-019 | ASSY WHIP 5WIRE 10AWG L21-30 19FT | 541
0M-815482-021 | ASSY WHIP 5WIRE 10AWG L21-30 21FT | 477
0M-815482-023 | ASSY WHIP 5WIRE 10AWG L21-30 23FT | 500
0M-815482-025 | ASSY WHIP 5WIRE 10AWG L21-30 25FT | 523
0M-815482-027 | ASSY WHIP 5WIRE 10AWG L21-30 27FT | 643
0M-815482-029 | ASSY WHIP 5WIRE 10AWG L21-30 29FT | 668
0M-815482-031 | ASSY WHIP 5WIRE 10AWG L21-30 31FT | 575
0M-815482-033 | ASSY WHIP 5WIRE 10AWG L21-30 33FT | 597
0M-815482-035 | ASSY WHIP 5WIRE 10AWG L21-30 35FT | 619
0M-815482-037 | ASSY WHIP 5WIRE 10AWG L21-30 37FT | 642
0M-815482-039 | ASSY WHIP 5WIRE 10AWG L21-30 39FT | 669
0M-815482-041 | ASSY WHIP 5WIRE 10AWG L21-30 41FT | 686
0M-815482-043 | ASSY WHIP 5WIRE 10AWG L21-30 43FT | 709
0M-815482-045 | ASSY WHIP 5WIRE 10AWG L21-30 45FT | 1100
0M-815482-047 | ASSY WHIP 5WIRE 10AWG L21-30 47FT | 753
0M-815482-049 | ASSY WHIP 5WIRE 10AWG L21-30 49FT | 922
0M-815482-051 | ASSY WHIP 5WIRE 10AWG L21-30 51FT | 798
0M-815482-053 | ASSY WHIP 5WIRE 10AWG L21-30 53FT | 820
0M-815482-055 | ASSY WHIP 5WIRE 10AWG L21-30 55FT | 842
0M-815484A-009 | ASSY WHIP 3WIRE 12AWG L5-20 9FT | 238
0M-815484A-011 | ASSY WHIP 3WIRE 12AWG L5-20 11FT | 243
0M-815484A-015 | ASSY WHIP 3WIRE 12AWG L5-20 15FT | 258
0M-815484A-017 | ASSY WHIP 3WIRE 12AWG L5-20 17FT | 263
0M-815484A-021 | ASSY WHIP 3WIRE 12AWG L5-20 21FT | 275
0M-815484A-025 | ASSY WHIP 3WIRE 12AWG L5-20 25FT | 288
0M-815489-005 | ASSY WHIP 60A IEC309 5FT | 871
0M-815489-007 | ASSY WHIP 60A IEC309 7FT | 690
0M-815489-009 | ASSY WHIP 60A IEC309 9FT | 1005
0M-815489-011 | ASSY WHIP 60A IEC309 11FT | 1050
0M-815489-013 | ASSY WHIP 60A IEC309 13FT | 1100
0M-815489-015 | ASSY WHIP 60A IEC309 15FT | 1170
0M-815489-017 | ASSY WHIP 60A IEC309 17FT | 1215
0M-815489-019 | ASSY WHIP 60A IEC309 19FT | 1270
0M-815489-021 | ASSY WHIP 60A IEC309 21FT | 1325
0M-815489-023 | ASSY WHIP 60A IEC309 23FT | 939
0M-815489-025 | ASSY WHIP 60A IEC309 25FT | 949
0M-815489-027 | ASSY WHIP 60A IEC309 27FT | 986
0M-815489-029 | ASSY WHIP 60A IEC309 29FT | 1025
0M-815489-031 | ASSY WHIP 60A IEC309 31FT | 1055
0M-815489-033 | ASSY WHIP 60A IEC309 33FT | 1095
0M-815518 | ASSY CKT BRKR 3P 60A SQD QOB | 163
0M-STEU400K1 | 400A STATIC TRANS SW 220V FST XFER | 52640
0M-STSU30HY3 | UPSILON STS30 3POLE 380-415V 1400MM | 21550
0M-STSU30HY4 | UPSILON STS30 4POLE 380-415V 1400MM | 22650
0M-STSU30HZ4 | UPSILON STS30 4POLE 380-415V 1900MM | 23085
0M-STSU30HZ5 | UPSILON STS30 3POLE 380-415V 1900MM/PDU | 27340
0M-STSU30HZ6 | UPSILON STS30 4POLE 380-415V 1900MM/PDU | 28435
0M-STSU60HY3 | UPSILON STS60 3POLE 380-415V 1400MM | 23750
0M-STSU60HY4 | UPSILON STS60 4POLE 380-415V 1400MM | 24850
0M-STSU60HZ4 | UPSILON STS60 4POLE 380-415V 1900MM | 25325
0M-STSU60HZ5 | UPSILON STS60 3POLE 380-415V 1900MM/PDU | 30115
0M-STSU60HZ6 | UPSILON STS60 4POLE 380-415V 1900MM/PDU | 31195
0M-STSU100HY3 | UPSILON STS100 3POLE 380-415V 1400MM | 25440
0M-STSU100HY4 | UPSILON STS100 4POLE 380-415V 1400MM | 26735
0M-STSU100HZ3 | UPSILON STS100 3POLE 380-415V 1900MM | 25925
0M-STSU100HZ4 | UPSILON STS100 4POLE 380-415V 1900MM | 27240
0M-STSU100HZ5 | UPSILON STS100 3POLE 380-415V 1900MM/PDU | 32275
0M-STSU100HZ6 | UPSILON STS100 4POLE 380-415V 1900MM/PDU | 33570
0M-STSU160HX4 | UPSILON STS160 4POLE 380-415V IP00 | 24805
0M-STSU160HZ3 | UPSILON STS160 3POLE 380-415V 1900MM | 31420
0M-STSU160HZ4 | UPSILON STS160 4POLE 380-415V 1900MM | 33175
0M-STSU250HX4 | UPSILON STS250 4POLE 380-415V IP00 | 27595
0M-STSU250HY3 | UPSILON STS250 3POLE 380-415V 1400MM | 34495
0M-STSU250HY4 | UPSILON STS250 4POLE 380-415V 1400MM | 36220
0M-STSU250HZ3 | UPSILON STS250 3POLE 380-415V 1900MM | 35150
0M-STSU400HZ3 | UPSILON STS400 3POLE 380-415V 1900MM | 43025
0M-STSU400QX4 | UPSILON STS400 4POLE 380-400V IP00 | 35385
0M-STSU400RX4 | UPSILON STS400 4POLE 415V IP00 | 35385
0M-STSU630QX4 | UPSILON STS630 4POLE 380-400V IP00 | 43310
0M-STSU630QZ4 | UPSILON STS630 4POLE 380-400V 1900MM | 57925
0M-STSU630RX4 | UPSILON STS630 4POLE 415V IP00 | 43310
0M-STSU630RZ4 | UPSILON STS630 4POLE 415V 1900MM | 57925
827-0406 | "HOLE PLUG FOR 1.125" WHIP" | 55
ANC309 | Custom Third Party PL309 Solution | Call for Quote
ANC310 | Custon Third Party PL310 Solution | Call for Quote
CMS309 | CUSTOM 3 PH PWR DIST | Call for Quote
ISX-20KF | 208V 20kW UPS w/ Bypass and Distribution | Call for Quote
PB100EC | PB busway end closure 100A black | 102
PBCF4A100ATBM1B | PB busway feed unit w/ metering & gateway 100A 208V | 3465
PBCF4A100ATBM4B | PB busway feed unit w/ metering & gateway 100A 415V | 3465
PD1PADAPT1-N | Adaptor for T1 Type Circuit Breaker, 1-Pole, Neutral | 224
PD3P60AT1B | 3-Pole Circuit Breaker, 60A, T1 Type for Symmetra PX250/500kW | 679
PD3P70AT1B | 3-Pole Circuit Breaker, 70A, T1 Type for Symmetra PX250/500kW | 2035
PD3P80AT1B | 3-Pole Circuit Breaker, 80A, T1 Type for Symmetra PX250/500kW | 632
PD3P90AT1B | 3-Pole Circuit Breaker, 90A, T1 Type for Symmetra PX250/500kW | 745
PD3P100AT1B | 3-Pole Circuit Breaker, 100A, T1 Type for Symmetra PX250/500kW | 797
PD3P125AT3B | 3-Pole Circuit Breaker, 125A, T3 Type for Symmetra PX250/500kW | 1115
PD3P150AT3B | 3-Pole Circuit Breaker, 150A, T3 Type for Symmetra PX250/500kW | 1115
PD3P175AT3B | 3-Pole Circuit Breaker, 175A, T3 Type for Symmetra PX250/500kW | 1490
PD3P200AT3B | 3-Pole Circuit Breaker, 200A, T3 Type for Symmetra PX250/500kW | 1745
PD3P225AT3B | 3-Pole Circuit Breaker, 225A, T3 Type for Symmetra PX250/500kW | 1155
PD3P300AETT5B | 3-Pole Circuit Breaker, 300A, Electronic Trip, T5 Type for Symmetra PX250/500KW | 2120
PD3P300AT5B | 3-Pole Circuit Breaker, 300A, T5 Type for Symmetra PX250/500kW | 2460
PD3P400AT5B | 3-Pole Circuit Breaker, 400A, T5 Type for Symmetra PX250/500kW | 2790
PD3PADAPT1 | Adaptor for T1 Type Circuit Breaker, 3 Pole | 362
PD3PADAPT3 | Adaptor for T3 Type Circuit Breaker, 3 Pole | 410
PD3PADAPT5 | Adaptor for T5 Type Circuit Breaker, 3 Pole | 880
PD4P60AT1B | 4-Pole Circuit Breaker, 60A, T1 Type for Symmetra PX250/500kW | 935
PD4P100AT1B | 4-Pole Circuit Breaker, 100A, T1 Type for Symmetra PX250/500kW | 998
PD40F6FK1-M | APC PDU 208V/208V W/ MBP | 30735
PD40G6FK1-M | APC PDU 480V/208V W/ MBP | 32195
PD60F6FK1 | APC 60KVA PDU W/ 208 PRI 208/120 SEC | 28235
PD60G6FK1 | APC 60KVA PDU W/ 480 PRI 208/120 SEC | 28235
PDM1316IEC-3P | APC IT Power Distribution Module 3x1 Pole 3 Wire 16A 3xIEC309 300cm, 360cm, 420cm | 2010
PDM1320IEC-3P-1 | APC IT Power Distribution Module 3x1 Pole 3 Wire 20A 240V IEC309 260cm 380cm 500cm | 1120
PDM1320IEC-3P-2 | APC IT Power Distribution Module 3x1 Pole 3 Wire 20A 240V IEC309 680cm 860cm 1040cm | 1445
PDM1320IEC-3P-3 | APC IT Power Distribution Module 3x1 Pole 3 Wire 20A 240V IEC309 1680cm 1680cm 1680cm | 1755
PDM1320L5-3P-1 | APC IT Power Distribution Module 3x1 Pole 3 Wire 20A 250V L5-20 UL 260cm 380cm 500cm | 1970
PDM1320L5-3P-2 | APC IT Power Distribution Module 3x1 Pole 3 Wire 20A 250V L5-20 UL 680cm 860cm 1040cm | 2765
PDM1320L5-3P-3 | APC IT Power Distribution Module 3x1 Pole 3 Wire 20A 240V L5-20 UL 1680cm 1680cm 1680cm | 3995
PDM1332IEC-3P | APC IT Power Distribution Module 3x1 Pole 3 Wire 32A 3xIEC309 300cm, 360cm, 420cm | 1850
PDM1332IEC-3P-2 | APC IT Power Distribution Module 3x1 Pole 3 Wire 32A 3xIEC309 480cm, 540cm, 600cm | 1990
PDM1332IEC-3P-3 | APC IT Power Distribution Module 3x1 Pole 3 Wire 32A 3xIEC309 660cm, 720cm, 780cm | 2195
PDM2316IEC-3P30R-1 | Pwr Dist. Mod. 3X1 Pole 3 Wire RCD 16A 3XIEC309 300cm, 360cm, 420cm | 2010
PDM2330L6-12-380 | APC IT Power Distribution Module 2 Pole 3 Wire 30A L1-L2 L6-30 380cm | 956
PDM2330L6-12-500 | APC IT Power Distribution Module 2 Pole 3 Wire 30A L1-L2 L6-30 500CM | 984
PDM2330L6-12-620 | APC IT Power Distribution Module 2 Pole 3 Wire 30A L1-L2 L6-30 620CM | 1035
PDM2330L6-12-740 | APC IT Power Distribution Module 2 Pole 3 Wire 30A L1-L2 L6-30 740CM | 1085
PDM2330L6-12-860 | APC IT Power Distribution Module 2 Pole 3 Wire 30A L1-L2 L6-30 860CM | 1110
PDM2330L6-12-980 | APC IT Power Distribution Module 2 Pole 3 Wire 30A L1-L2 L6-30 980CM | 1145
PDM2330L6-12-1200 | APC IT Power Distribution Module 2 Pole 3 Wire 30A L1-L2 L6-30 1200CM | 1360
PDM2330L6-12-1400 | APC IT Power Distribution Module 2 Pole 3 Wire 30A L1-L2 L6-30 1400CM | 1455
PDM2330L6-12-1680 | APC IT Power Distribution Module 2 Pole 3 Wire 30A L1-L2 L6-30 1680CM | 1590
PDM2330L6-23-380 | APC IT Power Distribution Module 2 Pole 3 Wire 30A L2-L3 L6-30 380CM | 956
PDM2330L6-23-500 | APC IT Power Distribution Module 2 Pole 3 Wire 30A L2-L3 L6-30 500CM | 983
PDM2330L6-23-620 | APC IT Power Distribution Module 2 Pole 3 Wire 30A L2-L3 L6-30 620CM | 1040
PDM2330L6-23-740 | APC IT Power Distribution Module 2 Pole 3 Wire 30A L2-L3 L6-30 740CM | 1085
PDM2330L6-23-860 | APC IT Power Distribution Module 2 Pole 3 Wire 30A L2-L3 L6-30 860CM | 1110
PDM2330L6-23-980 | APC IT Power Distribution Module 2 Pole 3 Wire 30A L2-L3 L6-30 980CM | 1150
PDM2330L6-23-1200 | APC IT Power Distribution Module 2 Pole 3 Wire 30A L2-L3 L6-30 1200CM | 1355
PDM2330L6-23-1400 | APC IT Power Distribution Module 2 Pole 3 Wire 30A L2-L3 L6-30 1400CM | 1445
PDM2330L6-23-1680 | APC IT Power Distribution Module 2 Pole 3 Wire 30A L2-L3 L6-30 1680CM | 1590
PDM2330L6-31-380 | APC IT Power Distribution Module 2 Pole 3 Wire 30A L3-L1 L6-30 380CM | 957
PDM2330L6-31-500 | APC IT Power Distribution Module 2 Pole 3 Wire 30A L3-L1 L6-30 500CM | 981
PDM2330L6-31-620 | APC IT Power Distribution Module 2 Pole 3 Wire 30A L3-L1 L6-30 620CM | 1035
PDM2330L6-31-740 | APC IT Power Distribution Module 2 Pole 3 Wire 30A L3-L1 L6-30 740CM | 1085
PDM2330L6-31-860 | APC IT Power Distribution Module 2 Pole 3 Wire 30A L3-L1 L6-30 860CM | 1110
PDM2330L6-31-980 | APC IT Power Distribution Module 2 Pole 3 Wire 30A L3-L1 L6-30 980CM | 1145
PDM2330L6-31-1200 | APC IT Power Distribution Module 2 Pole 3 Wire 30A L3-L1 L6-30 1200CM | 1355
PDM2330L6-31-1400 | APC IT Power Distribution Module 2 Pole 3 Wire 30A L3-L1 L6-30 1400CM | 1445
PDM2330L6-31-1680 | APC IT Power Distribution Module 2 Pole 3 Wire 30A L3-L1 L6-30 1680CM | 1595
PDM2332IEC-3P30R-1 | PWR Dist. Mod. 3x1 POLE 3 WIRE RCD 32A 3xIEC309 300CM, 360CM, 420CM | 1765
PDM2332IEC-3P30R-2 | Power Dist. Mod. 3x1 POLE 3 Wire RCD 32A 3xIEC309 480CM, 540CM, 600CM | 1930
PDM2332IEC-3P30R-3 | Power Dist. Mod. 3x1 POLE 3 Wire RCD 32A 3xIEC309 660CM, 720CM, 780CM | 2140
PDM3450CS50-200 | APC IT Power Distribution Module 3 Pole 4 Wire 50A CS50 200cm | 1795
PDM3450CS50-260 | APC IT Power Distribution Module 3 Pole 4 Wire 50A CS50 260cm | 1930
PDM3450CS50-320 | APC IT Power Distribution Module 3 Pole 4 Wire 50A CS50 320cm | 1970
PDM3450CS50-380 | APC IT Power Distribution Module 3 Pole 4 Wire 50A CS50 380cm | 2070
PDM3450CS50-440 | APC IT Power Distribution Module 3 Pole 4 Wire 50A CS50 440cm | 2150
PDM3450CS50-500 | APC IT Power Distribution Module 3 Pole 4 Wire 50A CS50 500cm | 2180
PDM3450CS50-560 | APC IT Power Distribution Module 3 Pole 4 Wire 50A CS50 560cm | 2325
PDM3450CS50-620 | APC IT Power Distribution Module 3 Pole 4 Wire 50A CS50 620cm | 2365
PDM3450CS50-680 | APC IT Power Distribution Module 3 Pole 4 Wire 50A CS50 680cm | 2515
PDM3450CS50-740 | APC IT Power Distribution Module 3 Pole 4 Wire 50A CS50 740c | 2555
PDM3450CS50-800 | APC IT Power Distribution Module 3 Pole 4 Wire 50A CS50 800cm | 2635
PDM3450CS50-860 | APC IT Power Distribution Module 3 Pole 4 Wire 50A CS50 860cm | 2830
PDM3450CS50-920 | APC IT Power Distribution Module 3 Pole 4 Wire 50A CS50 920cm | 2810
PDM3450CS50-980 | APC IT Power Distribution Module 3 Pole 4 Wire 50A CS50 980cm | 2940
PDM3450CS50-1040 | APC IT Power Distribution Module 3 Pole 4 Wire 50A CS50 1040cm | 2935
PDM3450CS50-1680 | APC IT Power Distribution Module 3 Pole 4 Wire 50A CS50 1680CM | 3915
PDM3460IEC309-200 | APC IT Power Distribution Module 3 Pole 4 Wire 60A IEC309 200cm | 2285
PDM3460IEC309-260 | APC IT POWER DISTRIBUTION MODULE 3 POLE 4 WIRE 60A IEC309 260CM | 2410
PDM3460IEC309-320 | APC IT Power Distribution Module 3 Pole 4 Wire 60A IEC309 320cm | 2555
PDM3460IEC309-380 | APC IT Power Distribution Module 3 Pole 4 Wire 60A IEC309 380cm | 2605
PDM3460IEC309-440 | APC IT Power Distribution Module 3 Pole 4 Wire 60A IEC309 440cm | 2775
PDM3460IEC309-500 | APC IT Power Distribution Module 3 Pole 4 Wire 60A IEC309 500cm | 2870
PDM3460IEC309-560 | APC IT Power Distribution Module 3 Pole 4 Wire 60A IEC309 560cm | 3000
PDM3460IEC309-620 | APC IT Power Distribution Module 3 Pole 4 Wire 60A IEC309 620cm | 3120
PDM3460IEC309-680 | APC IT Power Distribution Module 3 Pole 4 Wire 60A IEC309 680cm | 3225
PDM3460IEC309-740 | APC IT Power Distribution Module 3 Pole 4 Wire 60A IEC309 740cm | 3350
PDM3460IEC309-800 | APC IT Power Distribution Module 3 Pole 4 Wire 60A IEC309 800cm | 3475
PDM3460IEC309-860 | APC IT Power Distribution Module 3 Pole 4 Wire 60A IEC309 860cm | 3545
PDM3460IEC309-920 | APC IT Power Distribution Module 3 Pole 4 Wire 60A IEC309 920cm | 3700
PDM3460IEC309-980 | APC IT Power Distribution Module 3 Pole 4 Wire 60A IEC309 980cm | 3800
PDM3460IEC309-1040 | APC IT Power Distribution Module 3 Pole 4 Wire 60A IEC309 1040cm | 3950
PDM3460IEC309-1680 | APC IT Power Distribution Module 3 Pole 4 Wire 60A IEC309 1680cm | 5145
PDM3516IEC-140 | APC IT Power Distribution Module 3 Pole 5 Wire 16A IEC309 140cm | 770
PDM3516IEC-200 | APC IT Power Distribution Module 3 Pole 5 Wire 16A IEC309 200cm | 979
PDM3516IEC-260 | APC IT Power Distribution Module 3 Pole 5 Wire 16A IEC309 260cm | 925
PDM3516IEC-320 | APC IT Power Distribution Module 3 Pole 5 Wire 16A IEC309 320cm | 1025
PDM3516IEC-380 | APC IT Power Distribution Module 3 Pole 5 Wire 16A IEC309 380cm | 1050
PDM3516IEC-440 | APC IT Power Distribution Module 3 Pole 5 Wire 16A IEC309 440cm | 959
PDM3516IEC-500 | APC IT Power Distribution Module 3 Pole 5 Wire 16A IEC309 500cm | 1060
PDM3516IEC-560 | APC IT Power Distribution Module 3 Pole 5 Wire 16A IEC309 560cm | 1070
PDM3516IEC-620 | APC IT Power Distribution Module 3 Pole 5 Wire 16A IEC309 620cm | 1295
PDM3516IEC-680 | APC IT Power Distribution Module 3 Pole 5 Wire 16A IEC309 680cm | 1265
PDM3516IEC-740 | APC IT Power Distribution Module 3 Pole 5 Wire 16A IEC309 740cm | 1325
PDM3516IEC-800 | APC IT Power Distribution Module 3 Pole 5 Wire 16A IEC309 800cm | 1275
PDM3516IEC-860 | APC IT Power Distribution Module 3 Pole 5 Wire 16A IEC309 860cm | 1035
PDM3516IEC-920 | APC IT Power Distribution Module 3 Pole 5 Wire 16A IEC309 920cm | 1045
PDM3516IEC-980 | APC IT Power Distribution Module 3 Pole 5 Wire 16A IEC309 980cm | 1060
PDM3516IEC-1040 | APC IT Power Distribution Module 3 Pole 5 Wire 16A IEC309 1040cm | 1070
PDM3520IEC309-200 | APC IT Power Distribution Module 3 Pole 5 Wire 20A 240V IEC309 200cm | 1030
PDM3520IEC309-260 | APC IT Power Distribution Module 3 Pole 5 Wire 20A 240V IEC309 260cm | 1045
PDM3520IEC309-320 | APC IT Power Distribution Module 3 Pole 5 Wire 20A 240V IEC309 320cm | 1045
PDM3520IEC309-380 | APC IT Power Distribution Module 3 Pole 5 Wire 20A 240V IEC309 380cm | 1035
PDM3520IEC309-440 | APC IT Power Distribution Module 3 Pole 5 Wire 20A 240V IEC309 440cm | 1070
PDM3520IEC309-500 | APC IT Power Distribution Module 3 Pole 5 Wire 20A 240V IEC309 500cm | 1105
PDM3520IEC309-560 | APC IT Power Distribution Module 3 Pole 5 Wire 20A 240V IEC309 560cm | 1095
PDM3520IEC309-620 | APC IT Power Distribution Module 3 Pole 5 Wire 20A 240V IEC309 620cm | 1110
PDM3520IEC309-680 | APC IT Power Distribution Module 3 Pole 5 Wire 20A 240V IEC309 680cm | 1120
PDM3520IEC309-740 | APC IT Power Distribution Module 3 Pole 5 Wire 20A 240V IEC309 740cm | 1105
PDM3520IEC309-800 | APC IT Power Distribution Module 3 Pole 5 Wire 20A 240V IEC309 800cm | 1115
PDM3520IEC309-860 | APC IT Power Distribution Module 3 Pole 5 Wire 20A 240V IEC309 860cm | 1155
PDM3520IEC309-920 | APC IT Power Distribution Module 3 Pole 5 Wire 20A 240V IEC309 920cm | 1160
PDM3520IEC309-980 | APC IT Power Distribution Module 3 Pole 5 Wire 20A 240V IEC309 980cm | 1150
PDM3520IEC309-1040 | APC IT Power Distribution Module 3 Pole 5 Wire 20A 240V IEC309 1040cm | 1175
PDM3520IEC309-1680 | APC IT Power Distribution Module 3 Pole 5 Wire 20A 240V IEC309 1680cm | 1330
PDM3520L2120-200 | APC IT Power Distribution Module 3 Pole 5 Wire 20A L21-20 200cm | 992
PDM3520L2120-260 | APC IT Power Distribution Module 3 Pole 5 Wire 20A L21-20 260cm | 1005
PDM3520L2120-320 | APC IT Power Distribution Module 3 Pole 5 Wire 20A L21-20 320cm | 1040
PDM3520L2120-380 | APC IT Power Distribution Module 3 Pole 5 Wire 20A L21-20 380cm | 1050
PDM3520L2120-440 | APC IT Power Distribution Module 3 Pole 5 Wire 20A L21-20 440cm | 1080
PDM3520L2120-500 | APC IT Power Distribution Module 3 Pole 5 Wire 20A L21-20 500cm | 1100
PDM3520L2120-560 | APC IT Power Distribution Module 3 Pole 5 Wire 20A L21-20 560cm | 1135
PDM3520L2120-620 | APC IT Power Distribution Module 3 Pole 5 Wire 20A L21-20 620cm | 1160
PDM3520L2120-680 | APC IT Power Distribution Module 3 Pole 5 Wire 20A L21-20 680cm | 1190
PDM3520L2120-740 | APC IT Power Distribution Module 3 Pole 5 Wire 20A L21-20 740cm | 1200
PDM3520L2120-800 | APC IT Power Distribution Module 3 Pole 5 Wire 20A L21-20 800cm | 1225
PDM3520L2120-860 | APC IT Power Distribution Module 3 Pole 5 Wire 20A L21-20 860cm | 1245
PDM3520L2120-920 | APC IT Power Distribution Module 3 Pole 5 Wire 20A L21-20 920cm | 1275
PDM3520L2120-980 | APC IT Power Distribution Module 3 Pole 5 Wire 20A L21-20 980cm | 1300
PDM3520L2120-1040 | APC IT Power Distribution Module 3 Pole 5 Wire 20A L21-20 1040cm | 1330
PDM3520L2120-1680 | APC IT Power Distribution Module 3 Pole 5 Wire 20A L21-20 1680cm | 1585
PDM3530L2130-200 | APC IT Power Distribution Module 3 Pole 5 Wire 30A L21-30 200cm | 1275
PDM3530L2130-260 | APC IT Power Distribution Module 3 Pole 5 Wire 30A L21-30 260cm | 1330
PDM3530L2130-320 | APC IT Power Distribution Module 3 Pole 5 Wire 30A L21-30 320cm | 1360
PDM3530L2130-380 | APC IT Power Distribution Module 3 Pole 5 Wire 30A L21-30 380cm | 1425
PDM3530L2130-440 | APC IT Power Distribution Module 3 Pole 5 Wire 30A L21-30 440cm | 1475
PDM3530L2130-500 | APC IT Power Distribution Module 3 Pole 5 Wire 30A L21-30 500cm | 1520
PDM3530L2130-560 | APC IT Power Distribution Module 3 Pole 5 Wire 30A L21-30 560cm | 1560
PDM3530L2130-620 | APC IT Power Distribution Module 3 Pole 5 Wire 30A L21-30 620cm | 1625
PDM3530L2130-680 | APC IT Power Distribution Module 3 Pole 5 Wire 30A L21-30 680cm | 1685
PDM3530L2130-740 | APC IT Power Distribution Module 3 Pole 5 Wire 30A L21-30 740c | 1740
PDM3530L2130-800 | APC IT Power Distribution Module 3 Pole 5 Wire 30A L21-30 800cm | 1780
PDM3530L2130-860 | APC IT Power Distribution Module 3 Pole 5 Wire 30A L21-30 860cm | 1850
PDM3530L2130-920 | APC IT Power Distribution Module 3 Pole 5 Wire 30A L21-30 920cm | 1875
PDM3530L2130-980 | APC IT Power Distribution Module 3 Pole 5 Wire 30A L21-30 980cm | 1975
PDM3530L2130-1040 | APC IT Power Distribution Module 3 Pole 5 Wire 30A L21-30 1040cm | 1985
PDM3530L2130-1680 | APC IT Power Distribution Module 3 Pole 5 Wire 30A L21-30 1680cm | 2570
PDM3532IEC-200 | APC IT Power Distribution Module 3 Pole 5 Wire 32A IEC309 200cm | 1030
PDM3532IEC-260 | APC IT Power Distribution Module 3 Pole 5 Wire 32A IEC309 260cm | 1155
PDM3532IEC-320 | APC IT Power Distribution Module 3 Pole 5 Wire 32A IEC309 320cm | 1140
PDM3532IEC-380 | APC IT Power Distribution Module 3 Pole 5 Wire 32A IEC309 380cm | 1030
PDM3532IEC-440 | APC IT Power Distribution Module 3 Pole 5 Wire 32A IEC309 440cm | 1050
PDM3532IEC-500 | APC IT Power Distribution Module 3 Pole 5 Wire 32A IEC309 500cm | 1060
PDM3532IEC-560 | APC IT Power Distribution Module 3 Pole 5 Wire 32A IEC309 560cm | 1240
PDM3532IEC-620 | APC IT Power Distribution Module 3 Pole 5 Wire 32A IEC309 620cm | 1080
PDM3532IEC-680 | APC IT Power Distribution Module 3 Pole 5 Wire 32A IEC309 680cm | 1090
PDM3532IEC-740 | APC IT Power Distribution Module 3 Pole 5 Wire 32A IEC309 740cm | 1100
PDM3532IEC-800 | APC IT Power Distribution Module 3 Pole 5 Wire 32A IEC309 800cm | 1115
PDM3532IEC-860 | APC IT Power Distribution Module 3 Pole 5 Wire 32A IEC309 860cm | 1125
PDM3532IEC-920 | APC IT Power Distribution Module 3 Pole 5 Wire 32A IEC309 920cm | 1295
PDM3532IEC-980 | APC IT Power Distribution Module 3 Pole 5 Wire 32A IEC309 980cm | 1150
PDM3532IEC-1040 | APC IT Power Distribution Module 3 Pole 5 Wire 32A IEC309 1040cm | 1245
PDM3540IEC309-200 | APC IT Power Distribution Module 3 Pole 5 Wire 40A IEC 309 200cm | 1820
PDM3540IEC309-260 | APC IT Power Distribution Module 3 Pole 5 Wire 40A IEC 309 260cm | 1970
PDM3540IEC309-320 | APC IT Power Distribution Module 3 Pole 5 Wire 40A IEC 309 320cm | 2075
PDM3540IEC309-380 | APC IT Power Distribution Module 3 Pole 5 Wire 40A IEC 309 380cm | 2165
PDM3540IEC309-440 | APC IT Power Distribution Module 3 Pole 5 Wire 40A IEC 309 440cm | 2270
PDM3540IEC309-500 | APC IT Power Distribution Module 3 Pole 5 Wire 40A IEC 309 500cm | 2365
PDM3540IEC309-560 | APC IT Power Distribution Module 3 Pole 5 Wire 40A IEC 309 560cm | 2515
PDM3540IEC309-620 | APC IT Power Distribution Module 3 Pole 5 Wire 40A IEC 309 620cm | 2565
PDM3540IEC309-680 | APC IT Power Distribution Module 3 Pole 5 Wire 40A IEC 309 680cm | 2715
PDM3540IEC309-740 | APC IT Power Distribution Module 3 Pole 5 Wire 40A IEC 309 740cm | 2780
PDM3540IEC309-800 | APC IT Power Distribution Module 3 Pole 5 Wire 40A IEC 309 800cm | 2920
PDM3540IEC309-860 | APC IT Power Distribution Module 3 Pole 5 Wire 40A IEC 309 860cm | 2975
PDM3540IEC309-920 | APC IT Power Distribution Module 3 Pole 5 Wire 40A IEC 309 920cm | 3080
PDM3540IEC309-980 | APC IT Power Distribution Module 3 Pole 5 Wire 40A IEC 309 980cm | 3175
PDM3540IEC309-1040 | APC IT Power Distribution Module 3 Pole 5 Wire 40A IEC 309 1040cm | 3280
PDM3540IEC309-1680 | APC IT Power Distribution Module 3 Pole 5 Wire 40A IEC 309 1680cm | 4365
PDM3563IEC-200 | APC IT Power Distribution Module 3 Pole 5 Wire 63A IEC309 200cm | 2655
PDM3563IEC-440 | APC IT Power Distribution Module 3 Pole 5 Wire 63A IEC309 440cm | 3375
PDM3563IEC-560 | APC IT Power Distribution Module 3 Pole 5 Wire 63A IEC309 560cm | 3705
PDM3563IEC-740 | APC IT Power Distribution Module 3 Pole 5 Wire 63A IEC309 740cm | 4390
PDM3563IEC-800 | APC IT Power Distribution Module 3 Pole 5 Wire 63A IEC309 800cm | 4445
PDM3563IEC-920 | APC IT Power Distribution Module 3 Pole 5 Wire 63A IEC309 920cm | 4805
PDM3563IEC-980 | APC IT Power Distribution Module 3 Pole 5 Wire 63A IEC309 980cm | 4985
PDM3563IEC-1040 | APC IT Power Distribution Module 3 Pole 5 Wire 63A IEC309 1040cm | 5615
PDPB150G6F | InfraStruxure PDU, 150kVA, 416A, 480V:208V Isolation Transformer, 84 Poles, 1 Subfeed | 53880
PDPBQ | Adapted Power Distribution Unit and Associated Parts used with Infrastruxure PDU/RPP | Call for Quote
PDPM72F-5U | APC Modular Rack Distribution Panel, 72kVA, 200A, 208V, 18 Pole, 5U | 5010
PDPM100F6F-M | APC 100kVA Modular Power Distribution Unit, Isolation Transformer, 208:208V, 72 Pole, MBP, 1 Subfeed | 47695
PDPM100F-M | APC 100kVA Modular Power Distribution Unit, 208V, 72 Poles, MBP, 1 Subfeed | 24225
PDPM100G6F-M | APC 100kVA Modular Power Distribution Unit, Isolation Transformer, 480:208V, 72 Pole, MBP, 1 Subfeed | 46855
PDPM100L6F-M | APC 100kVA Modular Power Distribution Unit, Isolation Transformer, 600:208V, 72 Pole, MBP, 1 Subfeed | 46765
PDPM100SC | APC Symmetra PX 100kW Bottom Feed Side Car, 300mm | 8480
PDPM138H-5U | APC Modular Rack Distribution Panel, 138kVA, 200A, 400V, 18 Pole, 5U | 5040
PDPM144F | APC Modular Remote Power Panel, 144kVA, 400A, 208V, 72 Pole, 300mm | 18480
PDPM150G6F | APC 144kVA Modular Power Distribution Unit, Isolation Transformer, 480:208V, 72 Poles, 2 Subfeed | 62090
PDPM150L6F | APC 144kVA Modular Power Distribution Unit, Isolation Transformer, 600:208V, 72 Poles, 2 Subfeed | 61790
PDPM150SC | APC 150kVA Modular PDU Bottom Feed Side Car, 300mm | 7085
PDPM175G6H | APC 175kVA Modular Power Distribution Unit, Isolation Transformer, 480:415V, 72 Poles, 2 Subfeed | 66380
PDPM277H | APC Modular Remote Power Panel, 277kVA, 400A, 400V, 72 Pole, 300mm | 17925
PDPM288G6H | APC Modular Power Distribution Unit, 266kVA, 400A, 480V:415V Auto-transformer, 72 Pole, 300mm | 44420
PDPMQ | Adapted Power Distribution Unit and Associated Parts used with Modular PDU/RPP | Call for Quote
PDPS4200 | ISX PDU 200 A 4 Wire Pin & Sleeve Connector | 5155
PDPT4200 | ISX PDU Input Top Entry Cable w/ a 200 A 4 Wire plug | 7385
PDRPPNX10 | APC Xmerless PDU 208 V | 25235
PDRPPNX10-M | APC Xmerless PDU w/ MBP 208 V | 25115
PDT1B-KIT | T1 Breaker Kit for unsupported breaker amperages with Current Transformer without Adaptors | 166
PDW4L21-20XC | 4' CABLE EXTENDER 5-WIRE #10 AWG, UL WITH L21-20R/P | 270
PDW6L21-20XC | 6' CABLE EXTENDER 5-WIRE #10 AWG, UL WITH L21-20R/P | 301
PDW8L21-20XC | 8' CABLE EXTENDER 5-WIRE #10 AWG, UL WITH L21-20R/P | 331
PDW10L21-20XC | 10' CABLE EXTENDER 5-WIRE #10 AWG, UL WITH L21-20R/P | 345
PDW12L21-20XC | 12' CABLE EXTENDER 5-WIRE #10 AWG, UL WITH L21-20R/P | 371
PDW13L6-30C | 3WIRE WHIP W/L6-30 13 FT | 216
PDW14L21-20XC | 14' CABLE EXTENDER 5-WIRE #10 AWG, UL WITH L21-20R/P | 400
PDW16L21-20XC | 16' CABLE EXTENDER 5-WIRE #10 AWG, UL WITH L21-20R/P | 423
PDW18L21-20XC | 18' CABLE EXTENDER 5-WIRE #10 AWG, UL WITH L21-20R/P | 452
PDX316IEC-120 | APC Modular IT Power Distribution Cable Extender 3 Wire 16A IEC309 120cm | 363
PDX316IEC-240 | APC Modular IT Power Distribution Cable Extender 3 Wire 16A IEC309 240cm | 510
PDX316IEC-480 | APC Modular IT Power Distribution Cable Extender 3 Wire 16A IEC309 480cm | 468
PDX316IEC-600 | APC Modular IT Power Distribution Cable Extender 3 Wire 16A IEC309 600cm | 382
PDX316IEC-720 | APC Modular IT Power Distribution Cable Extender 3 Wire 16A IEC309 720cm | 401
PDX316IEC-840 | APC Modular IT Power Distribution Cable Extender 3 Wire 16A IEC309 840cm | 265
PDX316IEC-960 | APC Modular IT Power Distribution Cable Extender 3 Wire 16A IEC309 960cm | 413
PDX316IEC-1080 | APC Modular IT Power Distribution Cable Extender 3 Wire 16A IEC309 1080cm | 438
PDX332IEC-120 | APC Modular IT Power Distribution Cable Extender 3 Wire 32A IEC309 120cm | 481
PDX332IEC-240 | APC Modular IT Power Distribution Cable Extender 3 Wire 32A IEC309 240cm | 655
PDX332IEC-480 | APC Modular IT Power Distribution Cable Extender 3 Wire 32A IEC309 480cm | 609
PDX332IEC-600 | APC Modular IT Power Distribution Cable Extender 3 Wire 32A IEC309 600cm | 524
PDX332IEC-720 | APC Modular IT Power Distribution Cable Extender 3 Wire 32A IEC309 720cm | 543
PDX332IEC-840 | APC Modular IT Power Distribution Cable Extender 3 Wire 32A IEC309 840cm | 554
PDX332IEC-960 | APC Modular IT Power Distribution Cable Extender 3 Wire 32A IEC309 960cm | 714
PDX332IEC-1200 | APC Modular IT Power Distribution Cable Extender 3 Wire 32A IEC309 1200cm | 770
PDX516IEC-300 | APC Modular IT Power Distribution Cable Extender 5 Wire 16A IEC309 300cm | 549
PDX516IEC-600 | APC Modular IT Power Distribution Cable Extender 5 Wire 16A IEC309 600cm | 721
PDX532IEC-300 | APC Modular IT Power Distribution Cable Extender 5 Wire 32A IEC309 300cm | 641
PSX-PDU120V | 120 V TYPE PDU | Call for Quote
PSX-PDU230V | 230 V TYPE PDU | Call for Quote
PSX-RDP120V | 120 V TYPE RDP | Call for Quote
PSX-RDP230V | 230 V TYPE RDP | Call for Quote
QBWP | Custom Busway Plug-In-Units | Call for Quote
QBWS | Custom Busway straight, Feed Unit and Busway accessories | Call for Quote
QGBUS | Custom Galaxy Busway and associated parts | Call for Quote
QSPSTS | Static Transfer Switch, associated parts OEM from Smith Power(PDI) | Call for Quote
STS30 | MGE Upsilon STS 30A | Call for Quote
STS60 | MGE Upsilon STS 60A | Call for Quote
STS100 | MGE Upsilon STS 100A | Call for Quote
STS160 | MGE Upsilon STS 160A | Call for Quote
STS250 | MGE Upsilon STS 250A | Call for Quote
STS400 | MGE Upsilon STS 400A | Call for Quote
STS630 | MGE upsilon STS 630A | Call for Quote
STSAUX | MGE Upsilon STS Auxiliaries | Call for Quote
STSPM60 | POWER MODULE UPSILON STS 60AMPS | Call for Quote
STSPM100 | POWER MODULE UPSILON STS 100AMPS | Call for Quote
STSPM630 | POWER MODULE UPSILON STS 630AMPS | Call for Quote
USTSQ | Adapted Static Transfer Switch, And Associated Parts Used With Critical Power Components | Call for Quote
WPD80K150G6F-SPL1 | 80/150K PDU Spare Part Kit Level 1 | 23140
WSTS30-100A3P-SPL2 | MGE STS Upsilon 30/60/100A 3 Pole Support Set - Spare Part Kit Level 2 | 39660
WSTS30-100A3P-SPL3 | MGE STS Upsilon 30/60/100A 3 Pole Complete Set - Spare Part Kit Level 3 | 59630
WSTS30-100A4P-SPL2 | MGE STS Upsilon 30/40/100A 4 Pole Support Set - Spare Part Kit Level 2 | 40890
WSTS30-100A4P-SPL3 | MGE STS Upsilon 30/40/100A 4 Pole Complete Set - Spare Part Kit Level 3 | 62055
WSTS30-250A-SPL1 | MGE STS Upsilon 30-250A 3/4 Poles Emergency Set - Spare Part Kit Level 1 | 21800
WSTS250A3P-SPL2 | MGE STS Upsilon 160/250A 3 Pole Support Set - Spare Part Kit Level 2 | 41735
WSTS250A3P-SPL3 | MGE STS Upsilon 160/250A 3 Pole Complete Set - Spare Part Kit Level 3 | 63575
WSTS250A4P-SPL2 | MGE STS Upsilon 160/250A 4 Pole Support Set - Spare Part Kit Level 2 | 37560
WSTS250A4P-SPL3 | MGE STS Upsilon 160/250A 4 Pole Complete Set - Spare Part Kit Level 3 | 66000
WSTS400-630A-SPL1 | MGE STS Upsilon 400-630A 3/4 Poles Emergency Set - Spare Part Kit Level 1 | 21990
WSTS400-630A-SPL2 | MGE STS Upsilon 400-630A 3/4 Poles Support Set - Spare Part Kit Level 2 | 51455
WSTS400-630A-SPL3 | MGE STS Upsilon 400-630A 3/4 Poles Complete Set - Spare Part Kit Level 3 | 104670
WSTS400A-OPT1-SPL3 | MGE STS 400A-600A 208V W TVSS Complete Set - Spare Part Kit Level 3 | 54495
WSTS400A-OPT2-SPL3 | MGE STS 400A-600A 480V W TVSS Complete Set - Spare Part Kit Level 3 | 50645
WSTS400A-OPT3-SPL3 | MGE STS 400A-600A 600V W TVSS Complete Set - Spare Part Kit Level 3 | 49420
AP9370-10 | APC NetBotz HID Proximity Cards - 10 Pack | 157
NBHN0171 | APC SX Rack Handle Kit (for NetBotz Rack Access Pod 170) | 649
NBRK0750 | NetBotz Rack Monitor 750 | 3710
NBWL0756 | NetBotz Room Monitor 755 (with 120/240V PoE Injector) | 3595
AP9324 | APC Alarm Beacon | 299
AP9335T | APC Temperature Sensor | 137
AP9335TH | APC Temperature & Humidity Sensor | 220
AP9520TH | APC Temperature & Humidity Sensor with Display | 445
NBAC0122 | Dual Power Supply (-5V/3.3V) for NetBotz 500 | 234
NBAC0301 | Surface Mounting Brackets for NetBotz Room Monitor Appliance or Camera Pod | 171
NBAC0302 | Rack Mounting Bracket for NetBotz Camera Pod 160 | 198
NBAC0303NA2 | APC POE Injector | 204
NBES0301 | NetBotz Spot Fluid Sensor - 15ft. | 197
NBES0302 | NetBotz Door Switch Sensor for Rooms or 3rd Party Racks - 50 ft. | 137
NBES0303 | NetBotz Door Switch Sensors (2) for an APC Rack - 12 ft. | 175
NBES0303S | NetBotz 1 Door Switch Sensor for an APC Rack - 12 ft. | 90
NBES0304 | NetBotz Dry Contact Cable - 15 ft. | 65
NBES0305 | NetBotz 0-5V Cable - 15 ft. | 105
NBES0306 | NetBotz Vibration Sensor - 12 ft. | 177
NBES0307 | NetBotz Smoke Sensor - 10 ft. | 432
NBES0308 | NetBotz Leak Rope Sensor - 20 ft. | 513
NBES0309 | NetBotz Leak Rope Extension - 20 ft. | 405
NBES0311 | NetBotz Temperature Sensor - 32 in. (used with NetBotz Wireless Sensor Pod 180) | 147
NBES0313 | NetBotz Door Switch Sensor for an APC Rack - 62 in. (used with NetBotz Wireless Sensor Pod 180) | 106
NBPD0125 | NetBotz Rack Access Pod 175 (pod, 125 kHz handles, and door contacts for APC SX rack) | 1960
NBPD0150 | NetBotz Rack Sensor Pod 150 | 371
NBPD0155 | NetBotz Room Sensor Pod 155 | 582
NBPD0165 | NetBotz Camera Pod 165 | 621
NBPD0175 | NetBotz Rack Access Pod 175 (pod only) | 931
NBWC100U | NetBotz Wireless USB Coordinator & Router | 169
NBWN0005 | NetBotz Advanced Software Pack #1 | 177
NBWN0006 | NetBotz Device Monitoring (Five Nodes) Pack | 497
NBWS100H | NetBotz Wireless Temperature & Humidity Sensor | 244
NBWS100T | NetBotz Wireless Temperature Sensor | 168
WADVPLUS-AX-14 | (1) Year Advantage Plus Service Plan for (1) InfraStruXure InRow SC | 2345
WADVPLUS-AX-15 | (1) Year Advantage Plus Service Plan for (1) In Row ACRD Half Rack 10kw | 3985
WADVPLUS-AX-22 | (1) Year Advantage Plus Service Plan for (1) InfraStruXure InRow RP Chilled Water | 5950
WADVPLUS-AX-25 | (1) Year Advantage Plus Service Plan for (1) InRoom Chilled Water 28-87kw | 5150
WADVPLUS-AX-26 | (1) Year Advantage Plus Service Plan for (1) InfraStruXure InRow RC Chilled Water | 2980
WADVPLUS-AX-27 | (1) Year Advantage Plus Service Plan for (1) InRoom Chilled Water 87kw | 5695
WADVPLUS-AX-28 | (1) Year Advantage Plus Service Plan for (1) In Row ACRD101 series | 5445
WADVPLUS-AX-34 | (1) Year Advantage Plus Service Plan for (1) In Row ACRD 300 and 301 Series | 6530
WADVPLUS-AX-36 | (1) Year Advantage Plus Service Plan for (1) In Row ACRH 301 series | 7900
WADVPLUS-AX-41 | (1) Year Advantage Plus Service Plan for (1) InfraStruXure InRow 600mm DX Air Cooled | 5650
WADVPLUS-AX-60 | (1) Year Advantage Plus Service Plan for High-Density Cooling Enclosure | 4670
WADVPLUS-AX-70 | (1) Year Advantage Plus Service Plan for (1) R134A Pumped Refrigerant Distribution Unit (RDU) | 3230
WADVPLUS-AX-73 | (1) Year Advantage Plus Service Plan for (1) R134A Pumped Refrigerant InRow Unit (ACOA or ACRA) | 2435
WADVPLUS-AX-80 | (1) Year Advantage Plus Service Plan for (1) Modular Cooling Frame (ACECFR20XXX or ACECFR40XXX) | 5160
WADVPLUS-AX-81 | (1) Year Advantage Plus Service Plan for (1) Air Side Economizer Module with DX | 4930
WADVPLUS-LQ-01 | (1) Yr Adv Plus for (1) CPOR1000 | 15620
WADVPLUS-UF-24 | 1 Year Advantage Plus Service Plan for 1 CW LE Model 4800 thru 5300 | 6610
WADVPLUS-UF-28 | 1 Yr Advantage PLUS Plan for FWCV36L1 or FWCV40L1 | 11585
WADVPLUS-UF-28A | 1 Yr Advantage PLUS Plan for FWCV36L2 or FWCV40L2 | 15655
WADVPLUS-UF-45 | 1 Year Advantage Plus Service Plan for 1 DX Unisplit Ceiling or Wall Mount Unit - Model 0341 | 6915
WADVPLUS-UF-47 | 1 Year Advantage Plus Service Plan for 1 DX Unisplit Ceiling or Wall Mount Unit - Model 0481 | 7600
WADVPLUS-UF-55C | 1 Yr Adv Plus Plan for 1 Air cooled Chiller Model XRAC 5622A - 6422A | 16050
WADVPLUS-UF-56C | 1 Yr Adv Plus Plan for 1 Air-Cool Free Cooling Chiller Model XRAF 5622A - 6422A | 17690
WADVPLUS-UF-75B | 1 Yr Adv Plus Plan for 1 Chiller w-freecooling Model BCEF 0752A - 0903A | 24030
WADVPLUS-UF-75C | 1 Yr Adv Plus Plan for 1 Chiller w-freecooling Model BCEF 1103A | 31985
WADVPRIME-AX-14 | (1) Year Advantage Prime Service Plan for (1) InfraStruXure InRow SC | 2925
WADVPRIME-AX-15 | (1) Year Advantage Prime Service Plan for (1) In Row ACRD Half Rack 10kw | 5570
WADVPRIME-AX-22 | (1) Year Advantage Prime Service Plan for (1) InfraStruXure InRow RP Chilled Water | 6520
WADVPRIME-AX-25 | (1) Year Advantage Prime Service Plan for (1) InRoom Chilled Water 28-87kw | 5860
WADVPRIME-AX-26 | (1) Year Advantage Prime Service Plan for (1) InfraStruXure InRow RC Chilled Water | 3565
WADVPRIME-AX-27 | (1) Year Advantage Prime Service Plan for (1) InRoom Chilled Water 87kw | 6475
WADVPRIME-AX-28 | (1) Year Advantage Prime Service Plan for (1) In Row ACRD101 series | 6005
WADVPRIME-AX-34 | (1) Year Advantage Prime Service Plan for (1) In Row ACRD 300 and 301 series | 7640
WADVPRIME-AX-36 | (1) Year Advantage Prime Service Plan for (1) In Row ACRH 301 series | 11375
WADVPRIME-AX-41 | (1) Year Advantage Prime Service Plan for (1) InfraStruXure InRow RP DX Air Cooled | 6950
WADVPRIME-AX-60 | (1) Year Advantage Prime Service Plan for High-Density Cooling Enclosure | 5825
WADVPRIME-AX-70 | (1) Year Advantage Prime Service Plan for (1) R134A Pumped Refrigerant Distribution Unit (RDU) | 4520
WADVPRIME-AX-73 | (1) Year Advantage Prime Service Plan for (1) R134A Pumped Refrigerant InRow Unit (ACOA or ACRA) | 3405
WADVPRIME-LQ-01 | (1) Yr Adv Prime for (1) CPOR1000 | 42630
WADVPRIME-UF-28 | 1 Yr Advantage PRIME Plan for FWCV36L1 or FWCV40L1 | 15480
WADVPRIME-UF-28A | 1 Yr Advantage PRIME Plan for FWCV36L2 or FWCV40L2 | 18450
WADVPRIME-UF-45 | 1 Year Advantage Prime Service Plan for 1 DX Unisplit Ceiling or Wall Mount Unit - Model 0341 | 8570
WADVPRIME-UF-47 | 1 Year Advantage Prime Service Plan for 1 DX Unisplit Ceiling or Wall Mount Unit - Model 0481 | 9250
WADVPRIME-UF-55C | 1 Yr Adv Prime Plan for 1 Air cooled Chiller Model XRAC 5622A - 6422A | 21320
WADVPRIME-UF-56C | 1 Yr Adv Prime Plan for 1 Air-Cool Free Cooling Chiller Model XRAF 5622A - 6422A | 23505
WADVPRIME-UF-75B | 1 Yr Adv Prime Plan for 1 Chiller w-freecooling Model BCEF 0752A - 0903A | 29465
WADVPRIME-UF-75C | 1 Yr Adv Prime Plan for 1 Chiller w-freecooling Model BCEF 1103A | 38860
WADVPRO-UF-28 | 1 Yr Advantage PRO Plan FWCV36L1 or FWCV40L1 | 8805
WADVPRO-UF-28A | 1 Yr Advantage PRO Plan FWCV36L2 or FWCV40L2 | 11900
WADVPRO-UF-75B | (1) Yr Advantage PRO Plan with (1) PM for 1 Chiller w-freecooling Model BCEF 0752A - 0903A | 20895
WADVPRO-UF-75C | (1) Yr Advantage PRO Plan with (1) PM for 1 Chiller w-freecooling Model BCEF 1103A | 27810
WADVULTRA-AX-14 | (1) Year Advantage Ultra Service Plan for (1) InfraStruXure InRow SC | 3835
WADVULTRA-AX-15 | (1) Year Advantage Ultra Service Plan for (1) In Row ACRD Half Rack 10kw | 6495
WADVULTRA-AX-21 | (1) Year Advantage Ultra Service Plan for NetworkAIR CW 11-27 kW | 5350
WADVULTRA-AX-22 | (1) Year Advantage Ultra Service Plan for (1) InfraStruXure InRow RP Chilled Water | 7715
WADVULTRA-AX-25 | (1) Year Advantage Ultra Service Plan for (1) InRoom Chilled Water 28-87kw | 7790
WADVULTRA-AX-26 | (1) Year Advantage Ultra Service Plan for (1) InfraStruXure InRow RC Chilled Water | 4525
WADVULTRA-AX-27 | (1) Year Advantage Ultra Service Plan for (1) InRoom Chilled Water greater than 87kw | 8605
WADVULTRA-AX-28 | (1) Year Advantage Ultra Service Plan for (1) In Row ACRD101 series | 7040
WADVULTRA-AX-34 | (1) Year Advantage Ultra Service Plan for (1) In Row ACRD 300 and 301 Series | 12320
WADVULTRA-AX-36 | (1) Year Advantage Ultra Service Plan for (1) In Row ACRH 301 series | 12110
WADVULTRA-AX-41 | (1) Year Advantage Ultra Service Plan for (1) InfraStruXure InRow 600mm DX Air Cooled | 8975
WADVULTRA-AX-45 | (1) Year Advantage Ultra Service Plan for (1) NetworkAIR FM | 11165
WADVULTRA-AX-60 | (1) Year Advantage Ultra Service Plan for High-Density Cooling Enclosure | 11385
WADVULTRA-AX-70 | (1) Year Advantage Ultra Service Plan for (1) R134A Pumped Refrigerant Distribution Unit (RDU) | 5415
WADVULTRA-AX-73 | (1) Year Advantage Ultra Service Plan for (1) R134A Pumped Refrigerant InRow Unit (ACOA or ACRA) | 4080
WADVULTRA-UF-28 | 1 Yr Advantage ULTRA Plan for FWCV36L1 or FWCV40L1 | 18335
WADVULTRA-UF-28A | 1 Yr Advantage ULTRA Plan for FWCV36L2 or FWCV40L2 | 22805
WADVULTRA-UF-45 | 1 Year Advantage Ultra Service Plan for 1 DX Unisplit Ceiling or Wall Mount Unit - Model 0341 | 9295
WADVULTRA-UF-47 | 1 Year Advantage Ultra Service Plan for 1 DX Unisplit Ceiling or Wall Mount Unit - Model 0481 | 10035
WADVULTRA-UF-55C | 1 Yr Adv Ultra Plan for 1 Air cooled Chiller Model XRAC 5622A - 6422A | 49620
WADVULTRA-UF-56C | 1 Yr Adv Ultra Plan for 1 Air-Cool Free Cooling Chiller Model XRAF 5622A - 6422A | 59910
WADVULTRA-UF-75B | 1 Yr Adv Ultra Plan for 1 Chiller w-freecooling Model BCEF 0752A - 0903A | 45900
WADVULTRA-UF-75C | 1 Yr Adv Ultra Plan for 1 Chiller w-freecooling Model BCEF 1103A | 58940
WCOOLUP-AX-15 | 2 Year Cool Upgrade for (1) In Row ACRD Half Rack 10KW | 6175
WCOOLUP-AX-26 | 2 Year Cool Upgrade for (1) InfraStruXure InRow RC Chilled Water | 5115
WCOOLUP-AX-28 | 2 Year Cool Upgrade for (1) In Row ACRD101 series | 7040
WCOOLUP-AX-36 | 2 Year Cool Upgrade for (1) In Row ACRH 301 series | 10465
WCOOLUP-AX-41 | 2 Year Cool Upgrade for (1) InfraStruXure InRow 600mm DX Air Cooled | 14055
WCOOLUP-UF-45 | 2 Year Cool Upgrade for 1 DX Unisplit Ceiling or Wall Mount Unit - Model 0341 | 8540
WCOOLUP-UF-47 | 2 Year Cool Upgrade for 1 DX Unisplit Ceiling or Wall Mount Unit - Model 0481 | 9435
WOE1YR-AX-14 | 1 Year On-Site Warranty Extension for (1) InfraStruXure InRow SC | 2280
WOE1YR-AX-15 | 1 Year On-Site Warranty Extension for (1) InRow ACRD Half Rack 10KW | 4735
WOE1YR-AX-22 | 1 Year On-Site Warranty Extension for (1) InfraStruXure InRow RP Chilled Water | 5670
WOE1YR-AX-25 | 1 Year On-Site Warranty Extension for (1) InfraStruXure InRoom Chilled Water 28-87kw | 5680
WOE1YR-AX-26 | 1 Year On-Site Warranty Extension for (1) InfraStruXure InRow RC Chilled Water | 3350
WOE1YR-AX-27 | 1 Year On-Site Warranty Extension for (1) InRoom Chilled Water 87kw | 6275
WOE1YR-AX-28 | 1 Year On-Site Warranty Extension for (1) In Row ACRD101 series | 5145
WOE1YR-AX-34 | 1 Year On-Site Warranty Extension for (1) In Row ACRD 300 and 301 Series | 7440
WOE1YR-AX-36 | 1 Year On-Site Warranty Extension for (1) In Row ACRH 301 series | 7770
WOE1YR-AX-41 | 1 Year On-Site Warranty Extension for (1) InfraStruXure InRow 600mm DX Air Cooled | 6600
WOE1YR-LQ-01 | (1) Yr Onsite Warr Ext for (1) CPOR1000 | 50505
WOE1YR-UF-24 | 1 Year On Site Warranty Ext. for 1 CW LE Model 4800 thru 5300 | 6600
WOE1YR-UF-28 | 1 Year On Site Warranty Ext. for FWCV36L1 or FWCV40L1 | 12975
WOE1YR-UF-28A | 1 Year On Site Warranty Ext. for FWCV36L2 or FWCV40L2 | 15430
WOE1YR-UF-45 | 1 Year On Site Warranty Ext. for 1 DX Unisplit Ceiling or Wall Mount Unit - Model 0341 | 5615
WOE1YR-UF-47 | 1 Year On Site Warranty Ext. for 1 DX Unisplit Ceiling or Wall Mount Unit - Model 0481 | 6060
WOE1YR-UF-55C | 1 Yr On Site Warr Ext for 1 Air cooled Chiller Model XRAC 5622A - 6422A | 36265
WOE1YR-UF-56C | 1 Yr On Site Warr Ext for 1 Air-Cool Free Cooling Chiller Model XRAF 5622A - 6422A | 37705
WOE1YR-UF-75B | 1 Yr On Site Warr Ext for 1 Chiller w-freecooling Model BCEF 0752A - 0903A | 29275
WOE1YR-UF-75C | 1 Yr On Site Warr Ext for 1 Chiller w-freecooling Model BCEF 1103A | 38940
WOE2YR-AX-14 | 2 Year On-Site Warranty Extension for (1) InfraStruXure InRow SC | 4555
WOE2YR-AX-15 | 2 Year On-Site Warranty Extension for (1) In Row ACRD Half Rack 10KW | 9460
WOE2YR-AX-22 | 2 Year On-Site Warranty Extension for (1) InfraStruXure InRow RP Chilled Water | 11335
WOE2YR-AX-25 | 2 Year On-Site Warranty Extension for (1) InfraStruXure InRoom Chilled Water 28-87kw | 11355
WOE2YR-AX-26 | 2 Year On-Site Warranty Extension for (1) InfraStruXure InRow RC Chilled Water | 6700
WOE2YR-AX-27 | 2 Year On-Site Warranty Extension for (1) InRoom Chilled Water 87kw | 12550
WOE2YR-AX-28 | 2 Year On-Site Warranty Extension for (1) In Row ACRD101 series | 10015
WOE2YR-AX-34 | 2 Year On-Site Warranty Extension for (1) In Row ACRD 300 and 301 Series | 14130
WOE2YR-AX-36 | 2 Year On-Site Warranty Extension for (1) In Row ACRH 301 series | 15145
WOE2YR-AX-41 | 2 Year On-Site Warranty Extension for (1) InfraStruXure InRow 600mm DX Air Cooled | 10560
WOE2YR-AX-70 | (2) Year On-Site Warranty Extension for (1) R134A Pumped Refrigerant Distribution Unit (RDU) | 7670
WOE2YR-AX-73 | (2) Year On-Site Warranty Extension for (1) R134A Pumped Refrigerant InRow Unit (ACOA or ACRA) | 5775
WOE2YR-LQ-01 | (2)Yr Onsite Warr Ext for (1) CPOR1000 | 90915
WOE2YR-UF-24 | 2 Year On Site Warranty Ext. for 1 CW LE Model 4800 thru 5300 | 12495
WOE2YR-UF-28 | 2 Year On Site Warranty Ext. for FWCV36L1 or FWCV40L1 | 24655
WOE2YR-UF-28A | 2 Year On Site Warranty Ext. for FWCV36L2 or FWCV40L2 | 28695
WOE2YR-UF-45 | 2 Year On Site Warranty Ext. for 1 DX Unisplit Ceiling or Wall Mount Unit - Model 0341 | 10665
WOE2YR-UF-47 | 2 Year On Site Warranty Ext. for 1 DX Unisplit Ceiling or Wall Mount Unit - Model 0481 | 11510
WOE2YR-UF-55C | 2 Yr On Site Warr Ext for 1 Air cooled Chiller Model XRAC 5622A - 6422A | 70615
WOE2YR-UF-56C | 2 Yr On Site Warr Ext for 1 Air-Cool Free Cooling Chiller Model XRAF 5622A - 6422A | 70130
WOE2YR-UF-75B | 2 Yr On Site Warr Ext for 1 Chiller w-freecooling Model BCEF 0752A - 0903A | 57080
WOE2YR-UF-75C | 2 Yr On Site Warr Ext for 1 Chiller w-freecooling Model BCEF 1103A | 72425
CLSERVICE | Service for Cooling Optimize Installation and Preconfiguration | 4535
SAOPT247G | 24x7 Service Agreement Adder | 5285
SWEL250-DIGI | EcoStruxure IT eLearning 250 Credits | 540
SWEL1000-DIGI | EcoStruxure IT eLearning 1000 Credits | 1800
WCONFIG1NB-NB-10 | Netbotz Configuration Service in ISX Designer 1 | 6320
WCONFIG2NB-NB-10 | Netbotz Configuration Service in ISX Designer 2 | 3660
WNSC5RACK | StruxureWare 5 Rack Installation Service | 8315
WNSC04 | EcoStruxure IT Expert Remote Configuration Service | 4455
WNSC05 | EcoStruxure IT Expert OnSite Configuration Service | 8015
WNSC06 | Data Center Expert Base Remote Configuration Service | 6075
WNSC07 | Data Center Expert Base Onsite Configuration Service | 9945
WNSC08 | IT Advisor Base Remote Software Installation Service | 6075
WNSC09 | IT Advisor Base Onsite Software Installation Service | 9945
WNSC10 | Remote Daily-Rate Services | 4455
WNSC11 | Onsite Daily-Rate Services | 5705
WNSC12 | Remote System Training | 4975
WNSC13 | Onsite System Training | 6310
WNSC14 | EcoStruxure Optimization Services | 2915
WNSC15 | Netbotz Onsite Configuration Service | 9235
WNSC16 | Netbotz Remote Configuration Service | 4975
WNSC0104 | Data Center Post Configuration Review | Call for Quote
WNSC0105 | Data Center Follow On Preparation Service | 999
WNSC0112 | IT 5 Rack Management Solution | 7970
WNSC0113 | IT 5 Rack Virtual Management Solution | 13485
WNSC010101 | Data Center Management Software Configuration Base Service | 2660
WNSC010102 | Data Center Expert Basic Administration | 1140
WNSC010103 | Data Center Expert Advanced Administration | 760
WNSC010209 | Data Center Mobile Installation | 190
WNSC010210 | IT Advisor Labeling Service | 6.4
WNSC010212 | IT Advisor Installation | 759
WNSC010213 | IT Advisor Additional Module Installation | 759
WNSC010401 | Data Center Expert Post Configuration Review | 3420
WNSC010402 | IT Advisor Capacity Post Configuration Review | 3420
WNSC010403 | IT Advisor Post Configuration Review | 3420
WNSC010404 | IT Advisor Change Post Configuration Review | 3420
WNSC010405 | Netbotz Post Configuration Review | 3420
WNSCCAPADM | Data Center Capacity Administrator Training | 6320
WNSCISXCADM | Data Center Expert Administrator Training | 6320
WNSCISXOADM | IT Advisor Administrator Training | 6320
WNSWCLOP | Cooling Optimize Configuration Service | 4535
WNSWDCIMCUSTOM | DCIM Installation and Configuration Service | 2630
WNSWDCIMCUSTOMH | EcoStruxure Custom Services | 900
WNSWSERVICE | DCIM Custom Services | 1800
BVS240XDPDR | Din Rail Mount Switch Power Supply Battery Back Up 24V DC 10 A | 189
BVS480XDPDR | Din Rail Mount Switch Power Supply Battery Back Up 24V DC 20 A | 225
SMT700X167 | APC Smart-UPS 700VA w/Auto Sense Input Voltage 120V/230V In 120V Out | 2030
SMT1500CX413 | APC Smart-UPS 1500VA LCD 120V Audible Alarm Disabled | 1425
SMT1500R2X122 | APC Smart-UPS 1500VA LCD RM 2U 120V with L5-15P | 1555
SMT2200R2X106 | APC Smart-UPS 2200VA LCD RM 2U 120V with L5-20P | 2325
SMT2200R2X167 | APC Smart-UPS 2200VA RM2U w/Auto Sense Input Voltage 120V/230V In 120V Out | 4440
SMT3000R2X145 | APC Smart UPS 3000VA LCD RM 2U 120V with 12FT CORD | 2865
SRT5KRMXLIM | APC Smart-UPS SRT 5000VA RM 230V Marine | 9425
SRT6KRMXLIM | APC Smart-UPS SRT 6000VA RM 230V Marine | 10555
SRT6M | APC 5kVA and 6kVA Marine Filter | 1750
SRT6RMM | APC 5kVA and 6kVA Marine Filter Rack-Mount | 1790
SRT10IP23 | IP23 enclosure for 5/6/8/10kVA SRT UPS and XBP | 1500
SRT10RMXLIX806 | APC Smart-UPS SRT 10000VA RM 230V, Custom PDU | 13655
SRT192RMBPM | APC Smart-UPS SRT 192V 5kVA and 6kVA RM Battery Pack Marine | 2485
SUA5KRMT5UX145 | APC Smart-UPS 5000VA 208V Rackmount/Tower, 12 foot power cord | 6515
SUA500PDR | APC DIN Rail - Panel Mount UPS-without battery-500VA 120V | 716
SUA500PDR-H | APC DIN Rail - Panel Mount UPS with High Temp Battery 500VA 120V | 1435
SUA500PDR-S | APC DIN Rail - Panel Mount UPS with Standard Battery 500VA 120V | 914
SUA500PDRI-H | APC DIN Rail - Panel Mount UPS with High Temp Battery 500VA 230V | 1435
SUA500PDRI-S | APC DIN Rail - Panel Mount UPS with Standard Battery 500VA 230V | 914
SUA750IX38 | APC Smart UPS 750VA 230V USB with UL approval | 697
SURT023M | APC 3000VA Filter - MARINE | 713
SURT1000XLIM | APC Smart-UPS RT 1000VA 230V - Marine | 2140
SURTD2200XLIM | APC Smart-UPS RT 2200VA 230V - Marine | 3750
SURTD3000XLIM | APC Smart-UPS RT 3000VA 230V - Marine | 5445
SYA8K8IX798 | APC Symmetra LX 8kVA Scalable to 8kVA N+1 Tower, 220-240V or 380-415V, web card shipped separately | 21480
SYA8K16IX798 | APC Symmetra LX 8kVA Scalable to 16kVA N+1 Tower, 220-240V or 480-415V, web card shipped separately | 14685
SYA8K16IXRX798 | APC Symmetra LX 8kVA to 16kVA N+1 Ext. Run Tower, 220-240V or 380-415V, web card shipped separately | 24980
SYA8K16JXRX798 | APC Symmetra LX 8kVA scalable to 16kVA N+1 Ext. Run Tower, 200V, web card shipped separately | 26140
SYA8K16PX798 | APC Symmetra LX 8kVA Scalable to 16kVA N+1, Tower 208/240V, web card shipped separately | 16465
SYA8K16PXRX798 | APC Symmetra LX 8kVA Scalable to 16kVA N+1 Ext. Run Tower, 208/240V, web card shipped separately | 26040
XB005XPDR | Din Rail Mount Battery Pack 24VDC | 207
XHXXS7A4F | SmartUPS Industrial Battery Harness SBS75 Cabinet Accessory 4 ft | 476
XHXXS7A8F | SmartUPS Industrial Battery Harness SBS75 Cabinet Accessory 12 ft | 581
XU2K0LLXXRCC | APC SmartUPS Industrial 2000VA / 1800W, 120VAC In/Out RM Conformal Coated | 7240
P6N | APC Essential SurgeArrest 6 Outlet with Ethernet Protection, 120V | 27
AP4421A | Rack ATS, 230V, 10A, C14 in, (12) C13 out | 2105
AP4422A | Rack ATS, 230V, 16A, (2) IEC 309 in, (1) IEC 309 out | 2165
AP4423A | Rack ATS, 230V, 16A, C20 in, (8) C13 (1) C19 out | 2165
AP4424A | Rack ATS, 230V, 32A, IEC 309 in, (16) C13 (2) C19 out | 2750
AP4430A | Rack ATS, 200-208V, 20A, L6-20 in, (8) C13 (1) C19 out | 2165
AP4431A | Rack ATS, 208V, 30A, (2) L6-30P in, (1) L6-30R Out | 2635
AP4432A | Rack ATS, 200-208V, 30A, L6-30 in, (16) C13 (2) C19 out | 2750
AP4433A | Rack ATS, 208V, 12A, C14 in, (12) C13 out | 2105
AP4434A | Rack ATS, 208V, 20A, C20 in, (8) C13 (1) C19 out | 2165
AP4450A | Rack ATS, 100/120V, 15A, 5-15 in, (10) 5-15R out | 1840
AP4450AJ | Rack ATS, 100V, 15A, 5-15 in, (10) 5-15R out | 1840
AP4452A | Rack ATS, 120V, 20A, L5-20 in, (10) 5-20R out | 2045
AP4453A | APC NetShelter Rack ATS, 120V, 30A, L5-30P in, (16) 5-20R out | 2750
AP7768 | BRACKET KIT, REAR RAILS, RACK ATS | 128
AP7769 | Cord Retention Bracket for Rack ATS | 130
UTS6H | APC Universal Transfer Switch 6-circuit 120V, L5-30 | 1005
UTS10BI | APC Universal Transfer Switch 10-Circuit 120/240V | 1160
ACAC75009 | "Flooded Receiver 17lb, R410A, 6" Diameter, 18" Length" | 7105
ACAC75010 | Flooded receiver, 12 L, R410A, 220mm Diameter, 380mm Length | Call for Quote
ACCD75214 | Condenser 1 Fan, Single Circuit, 2.4 MBH/1F TD, 208-240V/1/60 | 13220
ACCD75215 | Condenser 1 Fan, Single Circuit, 4MBH/1F TD, 208-240V/1/60 | 15345
ACCD75216 | Condenser 1 Fan, Single Circuit, 1.2MBH /1C TD, 400/3/50 FSC | 8130
ACCD75217 | Condenser, 2 Fan, Single Circuit, 2.3MBH /1C TD, 400/3/50 FSC | 10750
ACCD75218 | Condenser, 1 Fan, Single Circuit, 1.2MBH /1C TD, 220/1/50 FSC | 6995
ACCD75219 | Condenser, 2 Fan, Single Circuit, 2.3MBH /1C TD, 220/1/50 FSC | 10370
ACCD76074 | Condenser 32kW, 95F/120F, 575V/3/60Hz | 14950
ACFC75210 | Fluid Cooler 135MBH@25TD, 30 GPM, 16 Feeds, 460/3/60 | 9205
ACFC75255 | Fluid Cooler 59MBH@25TD, 10 GPM, 8 Feeds, 480/3/60 | 5930
ACFC75256 | Fluid Cooler 57MBH@25 TD, 10GPM, 5Feeds, 400/3/50 | 15200
ACFC75261 | Fluid Cooler 71kW@104F/115F, 48GPM, 208-230V/3/60Hz | 20700
ANCCHILL | CUSTOM UNIFLAIR CHILLER | Call for Quote
0B1782 | BEZEL ASSY - DISPLAY | Call for Quote
0M-6435 | S/A SHEET METAL PARTS UP DISCHARGE CW | Call for Quote
0M-61447 | 2- WAY CHILLED WATER CONTRL VALVE, SIZE 1 | Call for Quote
0M-61474 | HEAT AND HUMID 400-460V 50-60 HZ, SIZE 1 | 4140
0M-817748 | ACC(11A3)SMOKE/FIRE SE. UNIFLAIR LE | 1185
884-0700A | TAG PRESSURE WARNING | Call for Quote
885-3499 | LABEL NAMEPLATE | Call for Quote
885-3546 | LABEL - START-UP | Call for Quote
885-3547 | LABEL NAMEPLATE | Call for Quote
885-7704 | DECAL, GROUNDING NOTICE | Call for Quote
885-7705D | DECAL INSTALLER NOTICE | Call for Quote
ACAC10041 | User display kit | 762
ACAC10042 | Top installation pipe kit | 196
ACAC10043 | Bottom installation pipe kit(Long Z type, for underfloor installation) | 123
ACAC10044 | Bottom installation pipe kit(Short Z type) | 88
ACAC10045 | User display | 537
ACAC10046 | Condensate pump | 815
ACAC10047 | Low temp kit (-35C) | 1720
ACAC10048 | Uniflair RM cooling Stacking kit for ETL | 406
ACAC76134 | Uniflair Flooded Receiver 60lbs (27.2kg) R410a | 5050
ACFS76070 | "Floorstand, 24" Seismic, Frame Size 3" | 1305
ACFS76078 | "Floorstand, 36" Seismic, Frame Size 6" | 2315
ACFS76098 | Uniflair Floorstand 610mm (24in) - Frame 7 | 2560
ACRC600PXW | InRow RC, 600mm, CW 200-240V, w/humidifier, RAL 9003 Schneider White | 47415
ACRC600XW | InRow RC, 600mm, CW, 200-240V, 50/60Hz, RAL 9003 Schneider White | 42375
ACRMD4KI-2 | 3.5kW split system Outdoor unit, Pre-charged refrigerant | 1835
ACRMD4KT-1 | 3.5kW split system Indoor unit, Gravity Drain | 3455
ACRMD4KT-2 | 3.5kW split system Outdoor unit, Pre-charged refrigerant | 3185
ACSB76164 | "Uniflair Sub Base Plenum 200mm (8") Frame Size 7 - Raven Black" | 3440
ACSB76177 | "Uniflair Sub Base Plenum 500mm (20") Front Discharge Frame Size 7 - SE White" | 4915
ACSB76189 | "Uniflair Sub Base Plenum 500mm (20") No Grille Frame Size 5 - SE White" | 1445
ANCUNIF | CUSTOM UNIFLAIR SOLUTION | Call for Quote
ECONKIT100 | Split Unit Ceiling Mount Evaporator Direct Air Economizer Kit | 1095
HDCV4500D | 150kW Chilled Water 208-230/3/60 Downflow (Underfloor) | Call for Quote
HDCV4500G | 150kW Chilled Water 460/3/60 Downflow (Underfloor) | Call for Quote
HDCV4500L | 150kW Chilled Water 575/3/60 Downflow (Underfloor) | Call for Quote
HDCV5000D | 180kW Chilled Water 208-230/3/60 Downflow (Underfloor) | Call for Quote
HDCV5000G | 180kW Chilled Water 460/3/60 Downflow (Underfloor) | Call for Quote
HDCV5000L | 180kW Chilled Water 575/3/60 Downflow (Underfloor) | Call for Quote
HDCV5200G | 190KW Chilled Water 460/3/60 Downflow (Underfloor) | Call for Quote
HDCV5200L | 190KW Chilled Water 575/3/60 Downflow (Underfloor) | Call for Quote
QNSB | Non Standard Spare Parts - Cooling | Call for Quote
QPLENUM | Air delivery systems and associated parts | Call for Quote
QUNIF-CHILLER | Uniflair Chiller | Call for Quote
QUNIF-CRAC | Uniflair Computer Room Air Conditioner | Call for Quote
QUNIF-CRAH | Uniflair Computer Room Air Conditioner | Call for Quote
QUNIF-SPLIT SYS | Uniflair Computer Room Air Conditioner | Call for Quote
QUNIF-SPLIT-SYS | Uniflair Computer Room Air Conditioner | Call for Quote
QUNIF-WALL MOUN | Uniflair Computer Room Air Conditioner | Call for Quote
QUNIF-WALL-MOUN | Uniflair Computer Room Air Conditioner | Call for Quote
TDAV0511D | Air-Cooled 230/3/60 Downflow | Call for Quote
TDAV0511G | Air-Cooled 460/3/60 Downflow | Call for Quote
TDAV0511L | Downflow,Air-cooled DX Model 0511,575/3/60 | Call for Quote
TDAV0611D | Air-Cooled 230/3/60 Downflow | Call for Quote
TDAV0611G | Air-Cooled 460/3/60 Downflow | Call for Quote
TDAV0611L | Downflow,Air-cooled DX Model 0611,575/3/60 | Call for Quote
TDAV0921D | Air-Cooled 230/3/60 Downflow | Call for Quote
TDAV0921G | Air-Cooled 460/3/60 Downflow | Call for Quote
TDAV0921L | Downflow,Air-cooled DX Model 0921,575/3/60 | Call for Quote
TDAV1121D | Air-Cooled 230/3/60 Downflow | Call for Quote
TDAV1121G | Air-cooled 460/3/60 Downflow | Call for Quote
TDAV1121L | Downflow,Air-cooled DX Model 1121,575/3/60 | Call for Quote
TDAV1422D | Air-Cooled 230/3/60 Downflow | Call for Quote
TDAV1422G | Air-Cooled 460/3/60 Downflow | Call for Quote
TDAV1422L | Downflow,Air-cooled DX Model 1422,575/3/60 | Call for Quote
TDAV1622D | Air-Cooled 230/3/60 Downflow | Call for Quote
TDAV1622G | Air-Cooled 460/3/60 Downflow | Call for Quote
TDAV1622L | Downflow,Air-cooled DX Model 1622,575/3/60 | Call for Quote
TDAV1822D | Air-Cooled 230/3/60 Downflow | Call for Quote
TDAV1822G | Air-Cooled 460/3/60 Downflow | Call for Quote
TDAV1822L | Downflow,Air-cooled DX Model 1822,575/3/60 | Call for Quote
TDAV2242D | Air-Cooled 230/3/60 Downflow | Call for Quote
TDAV2242G | Air-Cooled 460/3/60 Downflow | Call for Quote
TDAV2242L | Downflow,Air-cooled DX Model 2242,575/3/60 | Call for Quote
TDAV2542D | Air-Cooled 230/3/60 Downflow | Call for Quote
TDAV2542G | Air-Cooled 460/3/60 Downflow | Call for Quote
TDAV2542L | Downflow,Air-cooled DX Model 2542,575/3/60 | Call for Quote
TDAV3342D | Air-Cooled 230/3/60 Downflow | Call for Quote
TDAV3342G | Air-Cooled 460/3/60 Downflow | Call for Quote
TDAV3342L | Downflow,Air-cooled DX Model 3342,575/3/60 | Call for Quote
TDAVQ | Uniflair Air-Cooled CRAC, Downflow | Call for Quote
TDCV0700D | 23kW Chilled Water 208-230/3/60 Downflow | Call for Quote
TDCV0700G | 23kW Chilled Water 460/3/60 Downflow | Call for Quote
TDCV1000D | 31kW Chilled Water 208-230/3/60 Downflow | Call for Quote
TDCV1000G | 31kW Chilled Water 460/3/60 Downflow | Call for Quote
TDCV1200D | 37kW Chilled Water 208-230/3/60 Downflow | Call for Quote
TDCV1200G | 37kW Chilled Water 460/3/60 Downflow | Call for Quote
TDCV1700D | 51kW Chilled Water 208-230/3/60 Downflow | Call for Quote
TDCV1700G | 51kW Chilled Water 460/3/60 Downflow | Call for Quote
TDCV2500D | 70kW Chilled Water 208-230/3/60 Downflow | Call for Quote
TDCV2500G | 70kW Chilled Water 460/3/60 Downflow | Call for Quote
TDCV3400D | 92kW Chilled Water 208-230/3/60 Downflow | Call for Quote
TDCV3400G | 92kW Chilled Water 460/3/60 Downflow | Call for Quote
TDCV4000D | 102kW Chilled Water 208-230/3/60 Downflow | Call for Quote
TDCV4000G | 102kW Chilled Water 460/3/60 Downflow | Call for Quote
TDCV4300D | 130kW Chilled Water 208-230/3/60 Downflow | Call for Quote
TDCV4300G | 130kW Chilled Water 460/3/60 Downflow | Call for Quote
TDCVQ | Uniflair CW CRAH | Call for Quote
TDDV0511D | Twin-Cooled (Water-Cooled) 230/3/60 Downflow | Call for Quote
TDDV0511G | Twin-Cooled (Water-Cooled) 460/3/60 Downflow | Call for Quote
TDDV0511L | Downflow,Water-cooled Twin Cool Model 0511,575/3/60 | Call for Quote
TDDV0611D | Twin-Cooled (Water-Cooled) 230/3/60 Downflow | Call for Quote
TDDV0611G | Twin-Cooled (Water-Cooled) 460/3/60 Downflow | Call for Quote
TDDV0611L | Downflow,Water-cooled Twin Cool Model 0611,575/3/60 | Call for Quote
TDDV0921D | Twin-Cooled (Water-Cooled) 230/3/60 Downflow | Call for Quote
TDDV0921G | Twin-Cooled (Water-Cooled) 460/3/60 Downflow | Call for Quote
TDDV0921L | Downflow,Water-cooled Twin Cool Model 0921,575/3/60 | Call for Quote
TDDV1121D | Twin-Cooled (Water-Cooled) 230/3/60 Downflow | Call for Quote
TDDV1121G | Twin-Cooled (Water-Cooled) 460/3/60 Downflow | Call for Quote
TDDV1121L | Downflow,Water-cooled Twin Cool Model 1121,575/3/60 | Call for Quote
TDDV1422D | Twin-Cooled (Water-Cooled) 230/3/60 Downflow | Call for Quote
TDDV1422G | Twin-Cooled (Water-Cooled) 460/3/60 Downflow | Call for Quote
TDDV1422L | Downflow,Water-cooled Twin Cool Model 1422,575/3/60 | Call for Quote
TDDV1622D | Twin-Cooled (Water-Cooled) 230/3/60 Downflow | Call for Quote
TDDV1622G | Twin-Cooled (Water-Cooled) 460/3/60 Downflow | Call for Quote
TDDV1622L | Downflow,Water-cooled Twin Cool Model 1622,575/3/60 | Call for Quote
TDDV1822D | Twin-Cooled (Water-Cooled) 230/3/60 Downflow | Call for Quote
TDDV1822G | Twin-Cooled (Water-Cooled) 460/3/60 Downflow | Call for Quote
TDDV1822L | Downflow,Water-cooled Twin Cool Model 1822,575/3/60 | Call for Quote
TDDV2242D | Twin-Cooled (Water-Cooled) 230/3/60 Downflow | Call for Quote
TDDV2242G | Twin-Cooled (Water-Cooled) 460/3/60 Downflow | Call for Quote
TDDV2242L | Downflow,Water-cooled Twin Cool Model 2242,575/3/60 | Call for Quote
TDDV2542D | Twin-Cooled (Water-Cooled) 230/3/60 Downflow | Call for Quote
TDDV2542G | Twin-Cooled (Water-Cooled) 460/3/60 Downflow | Call for Quote
TDDV2542L | Downflow,Water-cooled Twin Cool Model 2542,575/3/60 | Call for Quote
TDDV2842D | Twin-Cooled (Water-Cooled) 230/3/60 Downflow | Call for Quote
TDDV2842G | Twin-Cooled (Water-Cooled) 460/3/60 Downflow | Call for Quote
TDDV2842L | Downflow,Water-cooled Twin Cool Model 2842,575/3/60 | Call for Quote
TDEV0511D | Energy Saving 230/3/60 Downflow | Call for Quote
TDEV0511G | Energy Saving 460/3/60 Downflow | Call for Quote
TDEV0511L | Downflow,Energy Saving Model 0511,575/3/60 | Call for Quote
TDEV0611D | Energy Saving 230/3/60 Downflow | Call for Quote
TDEV0611G | Energy Saving 460/3/60 Downflow | Call for Quote
TDEV0611L | Downflow,Energy Saving Model 0611,575/3/60 | Call for Quote
TDEV0921D | Energy Saving 230/3/60 Downflow | Call for Quote
TDEV0921G | Energy Saving 460/3/60 Downflow | Call for Quote
TDEV0921L | Downflow,Energy Saving Model 0921,575/3/60 | Call for Quote
TDEV1121D | Energy Saving 230/3/60 Downflow | Call for Quote
TDEV1121G | Energy Saving 460/3/60 Downflow | Call for Quote
TDEV1121L | Downflow,Energy Saving Model 1121,575/3/60 | Call for Quote
TDEV1422D | Energy Saving 230/3/60 Downflow | Call for Quote
TDEV1422G | Energy Saving 460/3/60 Downflow | Call for Quote
TDEV1422L | Downflow,Energy Saving Model 1422,575/3/60 | Call for Quote
TDEV1622D | Energy Saving 230/3/60 Downflow | Call for Quote
TDEV1622G | Energy Saving 460/3/60 Downflow | Call for Quote
TDEV1622L | Downflow,Energy Saving Model 1622,575/3/60 | Call for Quote
TDEV1822D | Energy Saving 230/3/60 Downflow | Call for Quote
TDEV1822G | Energy Saving 460/3/60 Downflow | Call for Quote
TDEV1822L | Downflow,Energy Saving Model 1822,575/3/60 | Call for Quote
TDEV2242D | Energy Saving 230/3/60 Downflow | Call for Quote
TDEV2242G | Energy Saving 460/3/60 Downflow | Call for Quote
TDEV2242L | Downflow,Energy Saving Model 2242,575/3/60 | Call for Quote
TDEV2542D | Energy Saving 230/3/60 Downflow | Call for Quote
TDEV2542G | Energy Saving 460/3/60 Downflow | Call for Quote
TDEV2542L | Downflow,Energy Saving Model 2542,575/3/60 | Call for Quote
TDEV2842D | Energy Saving 230/3/60 Downflow | Call for Quote
TDEV2842G | Energy Saving 460/3/60 Downflow | Call for Quote
TDEV2842L | Downflow,Energy Saving Model 2842,575/3/60 | Call for Quote
TDTV0511D | Twin-Cooled (Air-Cooled) 230/3/60 Downflow | Call for Quote
TDTV0511G | Twin-Cooled (Air-Cooled) 460/3/60 Downflow | Call for Quote
TDTV0511L | Twin-Cooled (Air-Cooled) 575/3/60 Downflow | Call for Quote
TDTV0611D | Twin-Cooled (Air-Cooled) 230/3/60 Downflow | Call for Quote
TDTV0611G | Twin-Cooled (Air-Cooled) 460/3/60 Downflow | Call for Quote
TDTV0611L | Downflow,Air-colled Twin Cool Model 0611,575/3/60 | Call for Quote
TDTV0921D | Twin-Cooled (Air-Cooled) 230/3/60 Downflow | Call for Quote
TDTV0921G | Twin-Cooled (Air-Cooled) 460/3/60 Downflow | Call for Quote
TDTV0921L | Downflow,Air-colled Twin Cool Model 0921,575/3/60 | Call for Quote
TDTV1121D | Twin-Cooled (Air-Cooled) 230/3/60 Downflow | Call for Quote
TDTV1121G | Twin-Cooled (Air-Cooled) 460/3/60 Downflow | Call for Quote
TDTV1121L | Downflow,Air-colled Twin Cool Model 1121,575/3/60 | Call for Quote
TDTV1422D | Twin-Cooled (Air-Cooled) 230/3/60 Downflow | Call for Quote
TDTV1422G | Twin-Cooled (Air-Cooled) 460/3/60 Downflow | Call for Quote
TDTV1422L | Downflow,Air-colled Twin Cool Model 1422,575/3/60 | Call for Quote
TDTV1622D | Twin-Cooled (Air-Cooled) 230/3/60 Downflow | Call for Quote
TDTV1622G | Twin-Cooled (Air-Cooled) 460/3/60 Downflow | Call for Quote
TDTV1622L | Downflow,Air-colled Twin Cool Model 1622,575/3/60 | Call for Quote
TDTV1822D | Twin-Cooled (Air-Cooled) 230/3/60 Downflow | Call for Quote
TDTV1822G | Twin-Cooled (Air-Cooled) 460/3/60 Downflow | Call for Quote
TDTV1822L | Downflow,Air-colled Twin Cool Model 1822,575/3/60 | Call for Quote
TDTV2242D | Twin-Cooled (Air-Cooled) 230/3/60 Downflow | Call for Quote
TDTV2242G | Twin-Cooled (Air-Cooled) 460/3/60 Downflow | Call for Quote
TDTV2242L | Downflow,Air-colled Twin Cool Model 2242,575/3/60 | Call for Quote
TDTV2542D | Twin-Cooled (Air-Cooled) 230/3/60 Downflow | Call for Quote
TDTV2542G | Twin-Cooled (Air-Cooled) 460/3/60 Downflow | Call for Quote
TDTV2542L | Downflow,Air-colled Twin Cool Model 2542,575/3/60 | Call for Quote
TDTV2842D | Twin-Cooled (Air-Cooled) 230/3/60 Downflow | Call for Quote
TDTV2842G | Twin-Cooled (Air-Cooled) 460/3/60 Downflow | Call for Quote
TDTV2842L | Downflow,Air-colled Twin Cool Model 2842,575/3/60 | Call for Quote
TDWV0511D | Water-Cooled 230/3/60 Downflow | Call for Quote
TDWV0511G | Water-cooled 460/3/60 Downflow | Call for Quote
TDWV0511L | Downflow,Water-cooled DX Model 0511,575/3/60 | Call for Quote
TDWV0611D | Water-cooled 230/3/60 Downflow | Call for Quote
TDWV0611G | Water-cooled 460/3/60 Downflow | Call for Quote
TDWV0611L | Downflow,Water-cooled DX Model 0611,575/3/60 | Call for Quote
TDWV0921D | Water-cooled 230/3/60 Downflow | Call for Quote
TDWV0921G | Water-cooled 460/3/60 Downflow | Call for Quote
TDWV0921L | Downflow,Water-cooled DX Model 0921,575/3/60 | Call for Quote
TDWV1121D | Water-cooled 230/3/60 Downflow | Call for Quote
TDWV1121G | Water-cooled 460/3/60 Downflow | Call for Quote
TDWV1121L | Downflow,Water-cooled DX Model 1121,575/3/60 | Call for Quote
TDWV1422D | Water-Cooled 230/3/60 Downflow | Call for Quote
TDWV1422G | Water-Cooled 460/3/60 Downflow | Call for Quote
TDWV1422L | Downflow,Water-cooled DX Model 1422,575/3/60 | Call for Quote
TDWV1622D | Water-Cooled 230/3/60 Downflow | Call for Quote
TDWV1622G | Water-Cooled 460/3/60 Downflow | Call for Quote
TDWV1622L | Downflow,Water-cooled DX Model 1622,575/3/60 | Call for Quote
TDWV1822D | Water-Cooled 230/3/60 Downflow | Call for Quote
TDWV1822G | Water-Cooled 460/3/60 Downflow | Call for Quote
TDWV1822L | Downflow,Water-cooled DX Model 1822,575/3/60 | Call for Quote
TDWV2242D | Water-Cooled 230/3/60 Downflow | Call for Quote
TDWV2242G | Water-Cooled 460/3/60 Downflow | Call for Quote
TDWV2242L | Downflow,Water-cooled DX Model 2242,575/3/60 | Call for Quote
TDWV2542D | Water-Cooled 230/3/60 Downflow | Call for Quote
TDWV2542G | Water-Cooled 460/3/60 Downflow | Call for Quote
TDWV2542L | Downflow,Water-cooled DX Model 2542,575/3/60 | Call for Quote
TDWV2842D | Water-Cooled 230/3/60 Downflow | Call for Quote
TDWV2842G | Water-Cooled 460/3/60 Downflow | Call for Quote
TDWV2842L | Downflow,Water-cooled DX Model 2842,575/3/60 | Call for Quote
TUAV0511D | Air-Cooled 230/3/60 Upflow | Call for Quote
TUAV0511G | Air-Cooled 460/3/60 Upflow | Call for Quote
TUAV0511L | Upflow,Air-cooled DX Model 0511,575/3/60 | Call for Quote
TUAV0611D | Air-Cooled 230/3/60 Upflow | Call for Quote
TUAV0611G | Air-Cooled 460/3/60 Upflow | Call for Quote
TUAV0611L | Upflow,Air-cooled DX Model 0611,575/3/60 | Call for Quote
TUAV0921D | Air-Cooled 230/3/60 Upflow | Call for Quote
TUAV0921G | Air-Cooled 460/3/60 Upflow | Call for Quote
TUAV0921L | Upflow,Air-cooled DX Model 0921,575/3/60 | Call for Quote
TUAV1121D | Air-Cooled 230/3/60 Upflow | Call for Quote
TUAV1121G | Air-Cooled 460/3/60 Upflow | Call for Quote
TUAV1121L | Upflow,Air-cooled DX Model 1121,575/3/60 | Call for Quote
TUAV1422D | Air-Cooled 230/3/60 Upflow | Call for Quote
TUAV1422G | Air-Cooled 460/3/60 Upflow | Call for Quote
TUAV1422L | Upflow,Air-cooled DX Model 1422,575/3/60 | Call for Quote
TUAV1622D | Air-Cooled 230/3/60 Upflow | Call for Quote
TUAV1622G | Air-Cooled 460/3/60 Upflow | Call for Quote
TUAV1622L | Upflow,Air-cooled DX Model 1622,575/3/60 | Call for Quote
TUAV1822D | Air-Cooled 230/3/60 Upflow | Call for Quote
TUAV1822G | Air-Cooled 460/3/60 Upflow | Call for Quote
TUAV1822L | Upflow,Air-cooled DX Model 1822,575/3/60 | Call for Quote
TUAV2242D | Air-Cooled 230/3/60 Upflow | Call for Quote
TUAV2242G | Air-Cooled 460/3/60 Upflow | Call for Quote
TUAV2242L | Upflow,Air-cooled DX Model 2242,575/3/60 | Call for Quote
TUAV2542D | Air-Cooled 230/3/60 Upflow | Call for Quote
TUAV2542G | Air-Cooled 460/3/60 Upflow | Call for Quote
TUAV2542L | Upflow,Air-cooled DX Model 2542,575/3/60 | Call for Quote
TUAV3342D | Air-Cooled 230/3/60 Upflow | Call for Quote
TUAV3342G | Air-Cooled 460/3/60 Upflow | Call for Quote
TUAV3342L | Upflow,Air-cooled DX Model 3342,575/3/60 | Call for Quote
TUAVQ | Uniflair Air-Cooled CRAC, Upflow | Call for Quote
TUCV0700D | 23kW Chilled Water 208-230/3/60 Upflow | Call for Quote
TUCV0700G | 23kW Chilled Water 460/3/60 Upflow | Call for Quote
TUCV1000D | 31kW Chilled Water 208-230/3/60 Upflow | Call for Quote
TUCV1000G | 31kW Chilled Water 460/3/60 Upflow | Call for Quote
TUCV1200D | 37kW Chilled Water 208-230/3/60 Upflow | Call for Quote
TUCV1200G | 37kW Chilled Water 460/3/60 Upflow | Call for Quote
TUCV1700D | 51kW Chilled Water 208-230/3/60 Upflow | Call for Quote
TUCV1700G | 51kW Chilled Water 460/3/60 Upflow | Call for Quote
TUCV2500D | 70kW Chilled Water 208-230/3/60 Upflow | Call for Quote
TUCV2500G | 70kW Chilled Water 460/3/60 Upflow | Call for Quote
TUCV3400D | 92kW Chilled Water 208-230/3/60 Upflow | Call for Quote
TUCV3400G | 92kW Chilled Water 460/3/60 Upflow | Call for Quote
TUCV4000D | 102kW Chilled Water 208-230/3/60 Upflow | Call for Quote
TUCV4000G | 102kW Chilled Water 460/3/60 Upflow | Call for Quote
TUDV0511D | Twin-Cooled (Water-Cooled) 230/3/60 Upflow | Call for Quote
TUDV0511G | Twin-Cooled (Water-Cooled) 460/3/60 Upflow | Call for Quote
TUDV0511L | Upflow,Water-cooled Twin Cool Model 0511,575/3/60 | Call for Quote
TUDV0611D | Twin-Cooled (Water-Cooled) 230/3/60 Upflow | Call for Quote
TUDV0611G | Twin-Cooled (Water-Cooled) 460/3/60 Upflow | Call for Quote
TUDV0611L | Upflow,Water-cooled Twin Cool Model 0611 575/3/60 | Call for Quote
TUDV0921D | Twin-Cooled (Water-Cooled) 230/3/60 Upflow | Call for Quote
TUDV0921G | Twin-Cooled (Water-Cooled) 460/3/60 Upflow | Call for Quote
TUDV0921L | Upflow,Water-cooled Twin Cool Model 0921,575/3/60 | Call for Quote
TUDV1121D | Twin-Cooled (Water-Cooled) 230/3/60 Upflow | Call for Quote
TUDV1121G | Twin-Cooled (Water-Cooled) 460/3/60 Upflow | Call for Quote
TUDV1121L | Upflow,Water-cooled Twin Cool Model 1121,575/3/60 | Call for Quote
TUDV1422D | Twin-Cooled (Water-Cooled) 230/3/60 Upflow | Call for Quote
TUDV1422G | Twin-Cooled (Water-Cooled) 460/3/60 Upflow | Call for Quote
TUDV1422L | Upflow,Water-cooled Twin Cool Model 1422,575/3/60 | Call for Quote
TUDV1622D | Twin-Cooled (Water-Cooled) 230/3/60 Upflow | Call for Quote
TUDV1622G | Twin-Cooled (Water-Cooled) 460/3/60 Upflow | Call for Quote
TUDV1622L | Upflow,Water-cooled Twin Cool Model 1622,575/3/60 | Call for Quote
TUDV1822D | Twin-Cooled (Water-Cooled) 230/3/60 Upflow | Call for Quote
TUDV1822G | Twin-Cooled (Water-Cooled) 460/3/60 Upflow | Call for Quote
TUDV1822L | Upflow,Water-cooled Twin Cool Model 1822,575/3/60 | Call for Quote
TUDV2242D | Twin-Cooled (Water-Cooled) 230/3/60 Upflow | Call for Quote
TUDV2242G | Twin-Cooled (Water-Cooled) 460/3/60 Upflow | Call for Quote
TUDV2242L | Upflow,Water-cooled Twin Cool Model 2242,575/3/60 | Call for Quote
TUDV2542D | Twin-Cooled (Water-Cooled) 230/3/60 Upflow | Call for Quote
TUDV2542G | Twin-Cooled (Water-Cooled) 460/3/60 Upflow | Call for Quote
TUDV2542L | Upflow,Water-cooled Twin Cool Model 2542,575/3/60 | Call for Quote
TUDV2842D | Twin-Cooled (Water-Cooled) 230/3/60 Upflow | Call for Quote
TUDV2842G | Twin-Cooled (Water-Cooled) 460/3/60 Upflow | Call for Quote
TUDV2842L | Upflow,Water-cooled Twin Cool Model 2842,575/3/60 | Call for Quote
TUEV0511D | Energy Saving 230/3/60 Upflow | Call for Quote
TUEV0511G | Energy Saving 460/3/60 Upflow | Call for Quote
TUEV0511L | Upflow,Energy Saving Model 0511,575/3/60 | Call for Quote
TUEV0611D | Energy Saving 230/3/60 Upflow | Call for Quote
TUEV0611G | Energy Saving 460/3/60 Upflow | Call for Quote
TUEV0611L | Upflow,Energy Saving Model 0611,575/3/60 | Call for Quote
TUEV0921D | Energy Saving 230/3/60 Upflow | Call for Quote
TUEV0921G | Energy Saving 460/3/60 Upflow | Call for Quote
TUEV0921L | Upflow,Energy Saving Model 0921,575/3/60 | Call for Quote
TUEV1121D | Energy Saving 230/3/60 Upflow | Call for Quote
TUEV1121G | Energy Saving 460/3/60 Upflow | Call for Quote
TUEV1121L | Upflow,Energy Saving Model 1121,575/3/60 | Call for Quote
TUEV1422D | Energy Saving 230/3/60 Upflow | Call for Quote
TUEV1422G | Energy Saving 460/3/60 Upflow | Call for Quote
TUEV1422L | Upflow,Energy Saving Model 1422,575/3/60 | Call for Quote
TUEV1622D | Energy Saving 230/3/60 Upflow | Call for Quote
TUEV1622G | Energy Saving 460/3/60 Upflow | Call for Quote
TUEV1622L | Upflow,Energy Saving Model 1622,575/3/60 | Call for Quote
TUEV1822D | Energy Saving 230/3/60 Upflow | Call for Quote
TUEV1822G | Energy Saving 460/3/60 Upflow | Call for Quote
TUEV1822L | Upflow,Energy Saving Model 1822,575/3/60 | Call for Quote
TUEV2242D | Energy Saving 230/3/60 Upflow | Call for Quote
TUEV2242G | Energy Saving 460/3/60 Upflow | Call for Quote
TUEV2242L | Energy Saving 575/3/60 Upflow | Call for Quote
TUEV2542D | Energy Saving 230/3/60 Upflow | Call for Quote
TUEV2542G | Energy Saving 460/3/60 Upflow | Call for Quote
TUEV2542L | Upflow,Energy Saving Model 2542,575/3/60 | Call for Quote
TUEV2842D | Energy Saving 230/3/60 Upflow | Call for Quote
TUEV2842G | Energy Saving 460/3/60 Upflow | Call for Quote
TUEV2842L | Upflow,Energy Saving Model 2842,575/3/60 | Call for Quote
TUTV0511D | Twin-Cooled (Air-Cooled) 230/3/60 Upflow | Call for Quote
TUTV0511G | Twin-Cooled (Air-Cooled) 460/3/60 Upflow | Call for Quote
TUTV0511L | Upflow,Air-colled Twin Cool Model 0511,575/3/60 | Call for Quote
TUTV0611D | Twin-Cooled (Air-Cooled) 230/3/60 Upflow | Call for Quote
TUTV0611G | Twin-Cooled (Air-Cooled) 460/3/60 Upflow | Call for Quote
TUTV0611L | Upflow,Air-colled Twin Cool Model 0611,575/3/60 | Call for Quote
TUTV0921D | Twin-Cooled (Air-Cooled) 230/3/60 Upflow | Call for Quote
TUTV0921G | Twin-Cooled (Air-Cooled) 460/3/60 Upflow | Call for Quote
TUTV0921L | Upflow,Air-colled Twin Cool Model 0921,575/3/60 | Call for Quote
TUTV1121D | Twin-Cooled (Air-Cooled) 230/3/60 Upflow | Call for Quote
TUTV1121G | Twin-Cooled (Air-Cooled) 460/3/60 Upflow | Call for Quote
TUTV1121L | Upflow,Air-colled Twin Cool Model 1121,575/3/60 | Call for Quote
TUTV1422D | Twin-Cooled (Air-Cooled) 230/3/60 Upflow | Call for Quote
TUTV1422G | Twin-Cooled (Air-Cooled) 460/3/60 Upflow | Call for Quote
TUTV1422L | Upflow,Air-colled Twin Cool Model 1422,575/3/60 | Call for Quote
TUTV1622D | Twin-Cooled (Air-Cooled) 230/3/60 Upflow | Call for Quote
TUTV1622G | Twin-Cooled (Air-Cooled) 460/3/60 Upflow | Call for Quote
TUTV1622L | Upflow,Air-colled Twin Cool Model 1622,575/3/60 | Call for Quote
TUTV1822D | Twin-Cooled (Air-Cooled) 230/3/60 Upflow | Call for Quote
TUTV1822G | Twin-Cooled (Air-Cooled) 460/3/60 Upflow | Call for Quote
TUTV1822L | Upflow,Air-colled Twin Cool Model 1822,575/3/60 | Call for Quote
TUTV2242D | Twin-Cooled (Air-Cooled) 208-230/3/60 Upflow | Call for Quote
TUTV2242G | Twin-Cooled (Air-Cooled) 460/3/60 Upflow | Call for Quote
TUTV2242L | Upflow,Air-colled Twin Cool Model 2242,575/3/60 | Call for Quote
TUTV2542D | Twin-Cooled (Air-Cooled) 230/3/60 Upflow | Call for Quote
TUTV2542G | Twin-Cooled (Air-Cooled) 460/3/60 Upflow | Call for Quote
TUTV2542L | Upflow,Air-colled Twin Cool Model 2542,575/3/60 | Call for Quote
TUTV2842D | Twin-Cooled (Air-Cooled) 230/3/60 Upflow | Call for Quote
TUTV2842G | Twin-Cooled (Air-Cooled) 460/3/60 Upflow | Call for Quote
TUTV2842L | Upflow,Air-colled Twin Cool Model 2842,575/3/60 | Call for Quote
TUWV0511D | Water-Cooled 230/3/60 Upflow | Call for Quote
TUWV0511G | Water-Cooled 460/3/60 Upflow | Call for Quote
TUWV0511L | Upflow,Water-cooled DX Model 0511,575/3/60 | Call for Quote
TUWV0611D | Water-Cooled 230/3/60 Upflow | Call for Quote
TUWV0611G | Water-Cooled 460/3/60 Upflow | Call for Quote
TUWV0611L | Upflow,Water-cooled DX Model 0611,575/3/60 | Call for Quote
TUWV0921D | Water-Cooled 230/3/60 Upflow | Call for Quote
TUWV0921G | Water-Cooled 460/3/60 Upflow | Call for Quote
TUWV0921L | Upflow,Water-cooled DX Model 0921,575/3/60 | Call for Quote
TUWV1121D | Water-Cooled 230/3/60 Upflow | Call for Quote
TUWV1121G | Water-Cooled 460/3/60 Upflow | Call for Quote
TUWV1121L | Upflow,Water-cooled DX Model 1121,575/3/60 | Call for Quote
TUWV1422D | Water-Cooled 230/3/60 Upflow | Call for Quote
TUWV1422G | Water-Cooled 460/3/60 Upflow | Call for Quote
TUWV1422L | Upflow,Water-cooled DX Model 1422,575/3/60 | Call for Quote
TUWV1622D | Water-Cooled 230/3/60 Upflow | Call for Quote
TUWV1622G | Water-Cooled 460/3/60 Upflow | Call for Quote
TUWV1622L | Upflow,Water-cooled DX Model 1622,575/3/60 | Call for Quote
TUWV1822D | Water-Cooled 230/3/60 Upflow | Call for Quote
TUWV1822G | Water-Cooled 460/3/60 Upflow | Call for Quote
TUWV1822L | Upflow,Water-cooled DX Model 1822,575/3/60 | Call for Quote
TUWV2242D | Water-Cooled 230/3/60 Upflow | Call for Quote
TUWV2242G | Water-Cooled 460/3/60 Upflow | Call for Quote
TUWV2242L | Upflow,Water-cooled DX Model 2242,575/3/60 | Call for Quote
TUWV2542D | Water-Cooled 230/3/60 Upflow | Call for Quote
TUWV2542G | Water-Cooled 460/3/60 Upflow | Call for Quote
TUWV2542L | Upflow,Water-cooled DX Model 2542,575/3/60 | Call for Quote
TUWV2842D | Water-Cooled 230/3/60 Upflow | Call for Quote
TUWV2842G | Water-Cooled 460/3/60 Upflow | Call for Quote
TUWV2842L | Upflow,Water-cooled DX Model 2842,575/3/60 | Call for Quote
0G-8311 | BCPM 42P KIT ATO | 8670
0G-8312 | KIT 100A CT BCPM SPLITCORE ATO | 207
0H-0522 | SIDE PNL 2 HOLEW/BRUSH 42U 1200MM BLK SX | 547
0H-1452 | COOL ONLY(C) C TD/TU.(V)1422L (UL) | Call for Quote
0M-0182-055 | CORDSET #12 5WIRE W/L21-20 55FOOT | 262
0M-0182-059 | CORDSET #12 5WIRE W/L21-20 59FOOT | 271
0M-0211-061 | CORDSET #10 5WIRE W/L21-20 61 FOOT | 410
0M-0211-063 | CORDSET #10 5WIRE W/L21-20 63 FOOT | 417
0M-0211-067 | CORDSET #10 5WIRE W/L21-20 67FOOT | 435
0M-0211-069 | CORDSET #10 5WIRE W/L21-20 69FOOT | 446
0M-0211-071 | CORDSET #10 5WIRE W/L21-20 71FOOT | 455
0M-0211-073 | CORDSET #10 5WIRE W/L21-20 73FOOT | 464
0M-0211-075 | CORDSET #10 5WIRE W/L21-20 75FOOT | 473
0M-2322-055 | CORDSET 4.0MM 3W W/32A IEC309R 55FT | 347
0M-2614-009 | S/A CORDSET #2 5W IEC309P 9FOOT | 1440
0M-2614-029 | S/A CORDSET #2 5W IEC309P 29FOOT | 1905
0M-2614-031 | S/A CORDSET #2 5W IEC309P 31FOOT | 1865
0M-2614-041 | S/A CORDSET #2 5W IEC309P 41FOOT | 2150
0M-2614-051 | S/A CORDSET #2 5W IEC309P 51FOOT | 2435
0M-2614-059 | S/A CORDSET #2 5W IEC309P 59FOOT | 2660
0M-3147 | KIT BAT BLANK PANEL BLK SY3PH | 33
0M-3148 | KIT PM BLANK PANEL BLK SY3PH | 46
0M-3460 | KIT WIRE BATT TRAY 1 & 2 | 55
0M-3461 | KIT WIRE BATTERY TRAY 3 & 4 | 55
0M-3586 | ASSY BLANK PANEL 1U X 23.0 BLACK | 35
0M-3587 | ASSY BLANK PANEL 3U X 23.0 BLACK | 35
0M-4372A | CW INLET 49 | Call for Quote
0M-4374A | CW INLET 51 | Call for Quote
0M-4378A | CW INLET 55 | Call for Quote
0M-4468 | CW OUTLET 65 | Call for Quote
0M-4470A | CW OUTLET 67 | Call for Quote
0M-4476 | CW OUTLET 73 | Call for Quote
0M-4516 | CW COIL ADAP 13 | Call for Quote
0M-4517A | CW COIL ADAP 14 | Call for Quote
0M-4523 | CW COIL ADAP 20 | Call for Quote
0M-4544 | CW 180S 17 | Call for Quote
0M-4545A | CW 180S 18 | Call for Quote
0M-4546 | CW 180S 19 | Call for Quote
0M-4547 | CW 180S 20 | Call for Quote
0M-4552 | CW DRAIN 1 | Call for Quote
0M-4553 | CW DRAIN 2 | Call for Quote
0M-4568 | CW HUMIDIFIER DRAIN 5 | Call for Quote
0M-4569 | CW HUMIDIFIER DRAIN 6 | Call for Quote
0M-4574 | CW CONDENSATE IN 1 | Call for Quote
0M-4575 | CW CONDENSATE IN 2 | Call for Quote
0M-4585 | CW CONDENSATE OUT 1 | Call for Quote
0M-5350-063 | TC 5WIRE W/L21-20 63FOOT | 600
0M-5350-067 | TC 5WIRE W/L21-20 67FOOT | 595
0M-5350-069 | TC 5WIRE W/L21-20 69FOOT | 552
0M-5350-071 | TC 5WIRE W/L21-20 71FOOT | 619
0M-5350-073 | TC 5WIRE W/L21-20 73FOOT | 577
0M-5351-061 | TC 5WIRE W/L21-30 61 FOOT | 601
0M-5352-031 | TC 4WIRE W/L15-30 31 FOOT | 235
0M-5352-033 | TC 4WIRE W/L15-30 33 FOOT | 244
0M-5352-037 | TC 4WIRE W/L15-30 37 FOOT | 241
0M-5352-041 | TC 4WIRE W/L15-30 41 FOOT | 271
0M-5352-043 | TC 4WIRE W/L15-30 43 FOOT | 262
0M-5352-045 | TC 4WIRE W/L15-30 45 FOOT | 271
0M-5352-049 | TC 4WIRE W/L15-30 49 FOOT | 284
0M-5352-051 | TC 4WIRE W/L15-30 51 FOOT | 291
0M-5353-007 | TC 4WIRE W/L14-30 7 FOOT | 666
0M-5353-009 | TC 4WIRE W/L14-30 9 FOOT | 666
0M-5353-011 | TC 4WIRE W/L14-30 11 FOOT | 253
0M-5353-013 | TC 4WIRE W/L14-30 13 FOOT | 248
0M-5353-017 | TC 4WIRE W/L14-30 17 FOOT | 239
0M-5353-021 | TC 4WIRE W/L14-30 21 FOOT | 278
0M-5353-023 | TC 4WIRE W/L14-30 23 FOOT | 259
0M-5353-025 | TC 4WIRE W/L14-30 25 FOOT | 293
0M-5353-029 | TC 4WIRE W/L14-30 29 FOOT | 308
0M-5353-031 | TC 4WIRE W/L14-30 31 FOOT | 286
0M-5353-033 | TC 4WIRE W/L14-30 33 FOOT | 309
0M-5353-035 | TC 4WIRE W/L14-30 35 FOOT | 330
0M-5353-045 | TC 4WIRE W/L14-30 45 FOOT | 367
0M-5353-047 | TC 4WIRE W/L14-30 47 FOOT | 340
0M-5353-051 | TC 4WIRE W/L14-30 51 FOOT | 354
0M-5353-055 | TC 4WIRE W/L14-30 55 FOOT | 367
0M-5353-059 | TC 4WIRE W/L14-30 59 FOOT | 381
0M-5355-005 | TC 3WIRE W/L6-15 5 FOOT | 190
0M-5355-011 | TC 3WIRE W/L6-15 11 FOOT | 205
0M-5355-021 | TC 3WIRE W/L6-15 21 FOOT | 402
0M-5355-023 | TC 3WIRE W/L6-15 23 FOOT | 260
0M-5355-025 | TC 3WIRE W/L6-15 25 FOOT | 241
0M-5355-029 | TC 3WIRE W/L6-15 29 FOOT | 275
0M-5355-035 | TC 3WIRE W/L6-15 35 FOOT | 293
0M-5355-041 | TC 3WIRE W/L6-15 41 FOOT | 327
0M-5355-043 | TC 3WIRE W/L6-15 43 FOOT | 317
0M-5355-049 | TC 3WIRE W/L6-15 49 FOOT | 332
0M-5356-045 | TC 3WIRE W/L5-30 45 FOOT | 322
0M-5356-047 | TC 3WIRE W/L5-30 47 FOOT | 533
0M-5356-049 | TC 3WIRE W/L5-30 49 FOOT | 334
0M-5356-051 | TC 3WIRE W/L5-30 51 FOOT | 338
0M-5356-053 | TC 3WIRE W/L5-30 53 FOOT | 325
0M-5356-055 | TC 3WIRE W/L5-30 55 FOOT | 331
0M-5356-057 | TC 3WIRE W/L5-30 57 FOOT | 336
0M-5357-055 | TC 3WIRE W/L5-20 55 FOOT | 377
0M-5357-057 | TC 3WIRE W/L5-20 57 FOOT | 384
0M-5358-007 | TC 3WIRE W/L5-15 7 FOOT | 226
0M-5358-017 | TC 3WIRE W/L5-15 17 FOOT | 258
0M-5358-019 | TC 3WIRE W/L5-15 19 FOOT | 248
0M-5358-027 | TC 3WIRE W/L5-15 27 FOOT | 270
0M-5358-031 | TC 3WIRE W/L5-15 31 FOOT | 300
0M-5358-033 | TC 3WIRE W/L5-15 33 FOOT | 262
0M-5358-035 | TC 3WIRE W/L5-15 35 FOOT | 282
0M-5359-051 | TC 3WIRE W/L6-30 51 FOOT | 305
0M-5359-059 | TC 3WIRE W/L6-30 59 FOOT | 237
0M-5359-061 | TC 3WIRE W/L6-30 61 FOOT | 304
0M-5359-063 | TC 3WIRE W/L6-30 63 FOOT | 293
0M-5360-037 | TC 3WIRE W/L6-20 37 FOOT | 293
0M-5360-047 | TC 3WIRE W/L6-20 47 FOOT | 304
0M-5360-051 | TC 3WIRE W/L6-20 51 FOOT | 316
0M-5360-053 | TC 3WIRE W/L6-20 53 FOOT | 320
0M-5360-055 | TC 3WIRE W/L6-20 55 FOOT | 343
0M-5360-059 | TC 3WIRE W/L6-20 59 FOOT | 291
0M-5886-061 | CORDSET #6 50A 250V 3P-4W 61FT | 1030
0M-9735 | KIT SUBFEED MONITOR ISX 80A PDU | 192
0M-12237 | 0M-ALGF0564A1P GROUP1 (03 AI) | 223
0M-12239 | 0M-ALGF0764A1P GROUP1 (03 AJ) | 991
0M-12240 | 0M-ALGF0764A1P GROUP2 (03 AJ 09 A0-A4) | Call for Quote
0M-12388 | 0M-ALGF0615A1P GROUP2 (03 AG 09 A0-A1) | Call for Quote
0M-12435 | 0M-ALGF0426A1P GROUP3 (03 AG 01 A3) | Call for Quote
0M-12734 | 0M-ALGF0549A1P G2 (03 AH 09 AA-AD/A0-A4) | Call for Quote
0M-12768 | 0M-ALGF0520A1P G2 (03 AG 09 AA-AD/A0-A4) | Call for Quote
0M-12833 | 0M-ALGF0748A1P GROUP1 (03 AI) | 402
0M-12854 | 0M-ALGF0760A1P G2 (03 AI 09 AA/A0-A1) | Call for Quote
0M-12880 | 0M-ALGF0437A1P GROUP1 (03 AG) | Call for Quote
0M-12881 | 0M-ALGF0437A1P G2 (03 AG 09 AA-AD/A0-A4) | Call for Quote
0M-13076 | 0M-ALCA1089X1P GROUP1 (13 AE) | Call for Quote
0M-13475 | 0M-ALCA1248X1P GROUP 1 (13 AI) | 223
0M-13650 | 0M-ALVL0380X1P GROUP3 (04AC 13AG) | Call for Quote
0M-13651 | 0M-ALVL0380X1P GROUP3 (04AC 13AI) | Call for Quote
0M-61291 | UPFLOW GLYCOL WITH ECON SIZE 5 | 52975
0M-61425 | 400V 50 HZ, SIZE 1-5 | Call for Quote
0M-61500 | DOWNFLOW CHILLED WATER SIZE 1 | 16475
0M-71001 | AFX Assembly Discharge 1 | Call for Quote
0M-71003 | AFX Assembly Discharge 3 | Call for Quote
0M-71007 | AFX Assembly Discharge 7 | Call for Quote
0M-71009 | AFX Assembly Discharge 9 | Call for Quote
0M-71013A | AFX Assembly Discharge 13 | Call for Quote
0M-71019 | AFX Assembly Discharge 19 | Call for Quote
0M-71021 | AFX Assembly Discharge 21 | Call for Quote
0M-71033 | AFX Assembly Discharge 33 | Call for Quote
0M-71035 | AFX Assembly Discharge 35 | Call for Quote
0M-71039 | AFX Assembly Discharge 39 | Call for Quote
0M-71041 | AFX Assembly Discharge 41 | Call for Quote
0M-71045 | AFX Assembly Discharge 45 | Call for Quote
0M-71047 | AFX Assembly Discharge 47 | Call for Quote
0M-71051 | AFX Assembly Discharge 51 | Call for Quote
0M-71053 | AFX Assembly Discharge 53 | Call for Quote
0M-71083 | AFX Assembly Discharge 83 | Call for Quote
0M-71401 | AFX Assembly Suction 1 | Call for Quote
0M-71405A | AFX Assembly Suction 5 | Call for Quote
0M-71429 | AFX Assembly Suction 29 | Call for Quote
0M-71441 | AFX Assembly Suction 41 | Call for Quote
0M-71449 | AFX Assembly Suction 49 | Call for Quote
0M-71501A | AFX Assembly Suction Top 1 | Call for Quote
0M-71503 | AFX Assembly Suction Top 3 | Call for Quote
0M-71504 | AFX Assembly Suction Top 4 | Call for Quote
0M-71505 | AFX Assembly Suction Top 5 | Call for Quote
0M-71521A | AFX ASSEMBLY RECEIVER IN 1 | Call for Quote
0M-71522A | AFX ASSEMBLY RECEIVER IN 2 | Call for Quote
0M-71523A | AFX ASSEMBLY RECEIVER IN 3 | Call for Quote
0M-71531A | AFX ASSEMBLY FILTER IN 1 | Call for Quote
0M-71532A | AFX Assembly Filter in 2 | Call for Quote
0M-71533A | AFX Assembly Filter in 3 | Call for Quote
0M-71534A | AFX ASSEMBLY FILTER IN 4 | Call for Quote
0M-71541 | AFX Assembly Hot Gas 1 | Call for Quote
0M-71542 | AFX Assembly Hot Gas 2 | Call for Quote
0M-71544 | AFX Assembly Hot Gas 4 | Call for Quote
0M-71545 | AFX Assembly Hot Gas 5 | Call for Quote
0M-71546 | AFX Assembly Hot Gas 6 | Call for Quote
0M-71548 | AFX Assembly Hot Gas 8 | Call for Quote
0M-71603 | AFX Assembly Liquid 3 | Call for Quote
0M-71604 | AFX Assembly Liquid 4 | Call for Quote
0M-71612 | AFX Assembly Liquid 12 | Call for Quote
0M-71613 | AFX ASSEMBLY LIQUID 13 | Call for Quote
0M-71614 | AFX Assembly Liquid 14 | Call for Quote
0M-71615A | AFX ASSEMBLY LIQUID 15 | Call for Quote
0M-71616 | AFX Assembly Liquid 16 | Call for Quote
0M-71621 | AFX ASSEMBLY LIQUID LOWER 1 | Call for Quote
0M-71622 | AFX Assembly Liquid Lower 2 | Call for Quote
0M-71662 | AFX Assembly Water in Lower 9 | Call for Quote
0M-71732 | AFX Assembly Drain 2 | Call for Quote
0M-71733 | AFX Assembly Drain 3 | Call for Quote
0M-71736 | AFX Assembly Drain 6 | Call for Quote
0M-71741 | AFX ASSEMBLY DRAIN TOP 1 | Call for Quote
0M-71801 | AFX Assembly Water in 1 | Call for Quote
0M-71803 | AFX ASSEMBLY WATER IN 3 | Call for Quote
0M-71811 | AFX Assembly Water in 11 | Call for Quote
0M-71817A | AFX Assembly Water in 17 | Call for Quote
0M-71821 | AFX Assembly Water in Lower 1 | Call for Quote
0M-80654 | 0M-ALF10640X1P GROUP1 (01 A 1) | 677
0M-92996 | CM Hot Gas Reheat, 7-10kW | 1605
0M-815108 | G5 KAIC SCR KIT FOR 40-80 KVA | 2330
0M-815479A-021 | ASSY WHIP 4WIRE 10AWG L14-30 21FT | 253
0M-815479A-023 | ASSY WHIP 4WIRE 10AWG L14-30 23FT | 259
0M-815479A-027 | ASSY WHIP 4WIRE 10AWG L14-30 27FT | 273
0M-815480A-005 | ASSY WHIP 4WIRE 10AWG L15-30 5FT | 157
0M-815480A-007 | ASSY WHIP 4WIRE 10AWG L15-30 7FT | 164
0M-815480A-009 | ASSY WHIP 4WIRE 10AWG L15-30 9FT | 171
0M-815480A-011 | ASSY WHIP 4WIRE 10AWG L15-30 11FT | 181
0M-815480A-013 | ASSY WHIP 4WIRE 10AWG L15-30 13FT | 189
0M-815480A-015 | ASSY WHIP 4WIRE 10AWG L15-30 15FT | 196
0M-815480A-017 | ASSY WHIP 4WIRE 10AWG L15-30 17FT | 204
0M-815480A-019 | ASSY WHIP 4WIRE 10AWG L15-30 19FT | 211
0M-815480A-021 | ASSY WHIP 4WIRE 10AWG L15-30 21FT | 218
0M-815480A-023 | ASSY WHIP 4WIRE 10AWG L15-30 23FT | 226
0M-815480A-025 | ASSY WHIP 4WIRE 10AWG L15-30 25FT | 233
0M-815480A-027 | ASSY WHIP 4WIRE 10AWG L15-30 27FT | 241
0M-815480A-029 | ASSY WHIP 4WIRE 10AWG L15-30 29FT | 248
0M-815480A-031 | ASSY WHIP 4WIRE 10AWG L15-30 31FT | 258
0M-815480A-033 | ASSY WHIP 4WIRE 10AWG L15-30 33FT | 268
0M-815480A-035 | ASSY WHIP 4WIRE 10AWG L15-30 35FT | 258
0M-815480A-037 | ASSY WHIP 4WIRE 10AWG L15-30 37FT | 265
0M-815480A-039 | ASSY WHIP 4WIRE 10AWG L15-30 39FT | 273
0M-815481A-029 | ASSY WHIP 5WIRE 12AWG L21-20 29FT | 270
0M-815481A-033 | ASSY WHIP 5WIRE 12AWG L21-20 33FT | 285
0M-815481A-035 | ASSY WHIP 5WIRE 12AWG L21-20 35FT | 362
0M-815481A-037 | ASSY WHIP 5WIRE 12AWG L21-20 37FT | 300
0M-815481A-041 | ASSY WHIP 5WIRE 12AWG L21-20 41FT | 315
0M-815481A-043 | ASSY WHIP 5WIRE 12AWG L21-20 43FT | 322
0M-815481A-047 | ASSY WHIP 5WIRE 12AWG L21-20 47FT | 337
0M-815481A-053 | ASSY WHIP 5WIRE 12AWG L21-20 53FT | 362
0M-815482-057 | ASSY WHIP 5WIRE 10AWG L21-30 57FT | 865
0M-815482-059 | ASSY WHIP 5WIRE 10AWG L21-30 59FT | 806
0M-815482-061 | ASSY WHIP 5WIRE 10AWG L21-30 61FT | 827
0M-815484A-005 | ASSY WHIP 3WIRE 12AWG L5-20 5FT | 226
0M-815484A-007 | ASSY WHIP 3WIRE 12AWG L5-20 7FT | 231
0M-815484A-013 | ASSY WHIP 3WIRE 12AWG L5-20 13FT | 249
0M-815484A-019 | ASSY WHIP 3WIRE 12AWG L5-20 19FT | 270
0M-815484A-023 | ASSY WHIP 3WIRE 12AWG L5-20 23FT | 283
0M-815484A-027 | ASSY WHIP 3WIRE 12AWG L5-20 27FT | 293
0M-815484A-029 | ASSY WHIP 3WIRE 12AWG L5-20 29FT | 300
0M-815484A-031 | ASSY WHIP 3WIRE 12AWG L5-20 31FT | 305
0M-815484A-033 | ASSY WHIP 3WIRE 12AWG L5-20 33FT | 310
0M-815484A-035 | ASSY WHIP 3WIRE 12AWG L5-20 35FT | 317
0M-815484A-037 | ASSY WHIP 3WIRE 12AWG L5-20 37FT | 322
0M-815484A-039 | ASSY WHIP 3WIRE 12AWG L5-20 39FT | 327
0M-815484A-041 | ASSY WHIP 3WIRE 12AWG L5-20 41FT | 332
0M-815484A-043 | ASSY WHIP 3WIRE 12AWG L5-20 43FT | 340
0M-815484A-045 | ASSY WHIP 3WIRE 12AWG L5-20 45FT | 345
0M-815484A-047 | ASSY WHIP 3WIRE 12AWG L5-20 47FT | 352
0M-815484A-049 | ASSY WHIP 3WIRE 12AWG L5-20 49FT | 360
0M-815484A-051 | ASSY WHIP 3WIRE 12AWG L5-20 51FT | 331
0M-815485A-005 | ASSY WHIP 3WIRE 10AWG L5-30 5FT | 233
0M-815485A-007 | ASSY WHIP 3WIRE 10AWG L5-30 7FT. | 238
0M-815485A-009 | ASSY WHIP 3WIRE 10AWG L5-30 9FT | 246
0M-815485A-011 | ASSY WHIP 3WIRE 10AWG L5-30 11FT | 251
0M-815485A-013 | ASSY WHIP 3WIRE 10AWG L5-30 13FT | 258
0M-815485A-015 | ASSY WHIP 3WIRE 10AWG L5-30 15FT | 268
0M-815485A-017 | ASSY WHIP 3WIRE 10AWG L5-30 17FT | 273
0M-815485A-019 | ASSY WHIP 3WIRE 10AWG L5-30 19FT | 278
0M-815485A-021 | ASSY WHIP 3WIRE 10AWG L5-30 21FT | 283
0M-815485A-023 | ASSY WHIP 3WIRE 10AWG L5-30 23FT | 290
0M-815485A-025 | ASSY WHIP 3WIRE 10AWG L5-30 25FT | 295
0M-815485A-027 | ASSY WHIP 3WIRE 10AWG L5-30 27FT | 300
0M-815485A-029 | ASSY WHIP 3WIRE 10AWG L5-30 29FT | 308
0M-815485A-031 | ASSY WHIP 3WIRE 10AWG L5-30 31FT | 312
0M-815485A-033 | ASSY WHIP 3WIRE 10AWG L5-30 33FT | 289
0M-815485A-035 | ASSY WHIP 3WIRE 10AWG L5-30 35FT | 325
0M-815485A-037 | ASSY WHIP 3WIRE 10AWG L5-30 37FT | 330
0M-815485A-039 | ASSY WHIP 3WIRE 10AWG L5-30 39FT | 304
0M-815485A-041 | ASSY WHIP 3WIRE 10AWG L5-30 41FT | 309
0M-815485A-045 | ASSY WHIP 3WIRE 10AWG L5-30 45FT | 322
0M-815485A-047 | ASSY WHIP 3WIRE 10AWG L5-30 47FT | 327
0M-815486A-005 | ASSY WHIP 3WIRE 12AWG L6-15 5FT | 208
0M-815486A-049 | ASSY WHIP 3WIRE 12AWG L6-15 49FT | 332
0M-815487A-005 | ASSY WHIP 3WIRE 12AWG L6-20 5FT | 208
0M-815487A-007 | ASSY WHIP 3WIRE 12AWG L6-20 7FT | 233
0M-815487A-009 | ASSY WHIP 3WIRE 12AWG L6-20 9FT | 238
0M-815487A-011 | ASSY WHIP 3WIRE 12AWG L6-20 11FT | 246
0M-815487A-013 | ASSY WHIP 3WIRE 12AWG L6-20 13FT | 251
0M-815487A-015 | ASSY WHIP 3WIRE 12AWG L6-20 15FT | 258
0M-815487A-017 | ASSY WHIP 3WIRE 12AWG L6-20 17FT | 263
0M-815487A-019 | ASSY WHIP 3WIRE 12AWG L6-20 19FT | 273
0M-815487A-021 | ASSY WHIP 3WIRE 12AWG L6-20 21FT | 278
0M-815487A-023 | ASSY WHIP 3WIRE 12AWG L6-20 23FT | 283
0M-815487A-025 | ASSY WHIP 3WIRE 12AWG L6-20 25FT | 290
0M-815487A-027 | ASSY WHIP 3WIRE 12AWG L6-20 27FT | 295
0M-815487A-029 | ASSY WHIP 3WIRE 12AWG L6-20 29FT | 300
0M-815487A-031 | ASSY WHIP 3WIRE 12AWG L6-20 31FT | 308
0M-815487A-035 | ASSY WHIP 3WIRE 12AWG L6-20 35FT | 289
0M-815487A-037 | ASSY WHIP 3WIRE 12AWG L6-20 37FT | 322
0M-815487A-039 | ASSY WHIP 3WIRE 12AWG L6-20 39FT | 330
0M-815487A-043 | ASSY WHIP 3WIRE 12AWG L6-20 43FT | 340
0M-815488A-005 | ASSY WHIP 3WIRE 10AWG L6-30 5FT | 227
0M-815488A-007 | ASSY WHIP 3WIRE 10AWG L6-30 7FT | 240
0M-815488A-009 | ASSY WHIP 3WIRE 10AWG L6-30 9FT | 253
0M-815488A-011 | ASSY WHIP 3WIRE 10AWG L6-30 11FT | 266
0M-815488A-013 | ASSY WHIP 3WIRE 10AWG L6-30 13FT | 279
0M-815488A-015 | ASSY WHIP 3WIRE 10AWG L6-30 15FT | 293
0M-815488A-017 | ASSY WHIP 3WIRE 10AWG L6-30 17FT | 306
0M-815488A-019 | ASSY WHIP 3WIRE 10AWG L6-30 19FT | 319
0M-815488A-021 | ASSY WHIP 3WIRE 10AWG L6-30 21FT | 332
0M-815488A-023 | ASSY WHIP 3WIRE 10AWG L6-30 23FT | 345
0M-815488A-025 | ASSY WHIP 3WIRE 10AWG L6-30 25FT | 262
0M-815488A-027 | ASSY WHIP 3WIRE 10AWG L6-30 27FT | 316
0M-815488A-029 | ASSY WHIP 3WIRE 10AWG L6-30 29FT | 377
0M-815488A-031 | ASSY WHIP 3WIRE 10AWG L6-30 31FT | 289
0M-815488A-033 | ASSY WHIP 3WIRE 10AWG L6-30 33FT | 298
0M-815488A-035 | ASSY WHIP 3WIRE 10AWG L6-30 35FT | 307
0M-815488A-037 | ASSY WHIP 3WIRE 10AWG L6-30 37FT | 316
0M-815488A-039 | ASSY WHIP 3WIRE 10AWG L6-30 39FT | 325
0M-815488A-041 | ASSY WHIP 3WIRE 10AWG L6-30 41FT | 394
0M-815488A-043 | ASSY WHIP 3WIRE 10AWG L6-30 43FT | 283
0M-815488A-045 | ASSY WHIP 3WIRE 10AWG L6-30 45FT | 288
0M-815488A-047 | ASSY WHIP 3WIRE 10AWG L6-30 47FT | 293
0M-815488A-049 | ASSY WHIP 3WIRE 10AWG L6-30 49FT | 300
0M-815488A-051 | ASSY WHIP 3WIRE 10AWG L6-30 51FT | 305
0M-815488A-053 | ASSY WHIP 3WIRE 10AWG L6-30 53FT | 310
0M-815488A-055 | ASSY WHIP 3WIRE 10AWG L6-30 55FT | 300
0M-815488A-057 | ASSY WHIP 3WIRE 10AWG L6-30 57FT | 322
0M-815488A-059 | ASSY WHIP 3WIRE 10AWG L6-30 59FT | 260
0M-815488A-061 | ASSY WHIP 3WIRE 10AWG L6-30 61FT | 335
0M-815489-035 | ASSY WHIP 60A IEC309 35FT | 1130
0M-815489-037 | ASSY WHIP 60A IEC309 37FT | 1165
0M-815489-039 | ASSY WHIP 60A IEC309 39FT | 1205
0M-815489-041 | ASSY WHIP 60A IEC309 41FT | 1240
0M-815489-043 | ASSY WHIP 60A IEC309 43FT | 1270
0M-815489-045 | ASSY WHIP 60A IEC309 45FT | 1310
0M-815489-047 | ASSY WHIP 60A IEC309 47FT | 1345
0M-815489-049 | ASSY WHIP 60A IEC309 49FT | 1385
0M-815489-051 | ASSY WHIP 60A IEC309 51FT | 1290
0M-815489-053 | ASSY WHIP 60A IEC309 53FT | 1455
0M-815489-055 | ASSY WHIP 60A IEC309 55FT | 1485
0M-815489-057 | ASSY WHIP 60A IEC309 57FT | 1525
0M-815489-059 | ASSY WHIP 60A IEC309 59FT | 1555
0M-815489-061 | ASSY WHIP 60A IEC309 61FT | 1590
0M-816991 | FILTER (B)MERV13 TD.2222...3342 UL | 223
0M-816999 | "LOCAL TERMNL PCO5+ MED(L)+TUL "T" DX F7" | 968
0M-ALIC252X1P | WOODEN CASE PACKING (W) T FR.3 | 2450
0M-ALRD0576X1P | H. GAS REHT (E) TUAV F7 (U-D) R410 UL | 1825
0M-ALRD0577X1P | H. GAS REHT (F) TUAV F7 (U-D+R) R410 UL | 1825
0M-ALRD0578X1P | H. GAS REHT (E) TUD-E F7 (U-D) R410 UL | 1825
0M-ALRD0579X1P | H. GAS REHT (F) TUD-E F7 (U-D+R) R410 UL | 1825
0M-ALRD0580X1P | H. GAS REHT (E) TUTV F7 (U-D) R410 UL | 1825
0M-ALRD0581X1P | H. GAS REHT (F) TUTV F7 (U-D+R) R410 UL | 1825
0M-ALRD0582X1P | H. GAS REHT (E) TUWV F7 (U-D) R410 UL | 1825
0M-ALRD0652X1P | H. GAS REHT (E) TDTV0511 (U-D) R410A UL | 957
0M-ALRD0653X1P | H. GAS REHT (E) TDTV0611 (U-D) R410A UL | 957
0M-ALRE0807X1P | ELECT HEAT (1) STD. TD.2242-2542G (UL) | 2435
0M-ALRE0841X1P | ELECT HEAT SUMP(5)R410 TD/TU.2242G (UL) | 946
0M-ALVL0494X1P | COOL&HUM(D) D TD.(V)2242-2542G (UL) | 3475
0M-ALVL0505X1P | COOL&HUM(D) D TU.(V)1121G (UL) | 14280
0M-APCL0702X1P | ASSY COMMON TDCV4300G 460V 60HZ UL | 33275
0M-APCL0719X1P | ASSY COMMON TDAV0511D 230V 60HZ UL | 26650
0M-APCL0729X1P | ASSY COMMON TDAV0511G 460V 60HZ UL | 26410
0M-APCL0735X1P | ASSY COMMON TDAV1822G 460V 60HZ UL | 44225
0M-APCL0736X1P | ASSY COMMON TDAV2242G 460V 60HZ UL | 55430
0M-APCL0752X1P | ASSY COMMON TUAV1121G 460V 60HZ UL | 39310
0M-APCL0756X1P | ASSY COMMON TUAV2242G 460V 60HZ UL | 55430
0M-APCL0799X1P | ASSY COMMON TDWV0511D 230V 60HZ UL | 23835
0M-E7TGOPT008 | GUI - GRAPHIC DISPLAY MULTI MODULE | Call for Quote
0M-E8TAWREMALMP4 | REMOTE ALARM STATUS PANEL 4 SYSTEM | Call for Quote
0M-G4TH75G2 | MBC 2CB 65-80KVA 480V 125A | 3265
0M-G5TBSH03 | MGE GALAXY 5000 BAT SHELF UPS12-490MR 48 | 9385
0M-GWTAA2 | MGE GALAXY PW EMPTY AUX CUBICLE 1015MM | 3295
0M-GWTAT4-CAT | CAT 4 DISTRIBUTION CB 125-400A 208 VAC | 3650
0M-GWTB200B10 | 200KVA BATTERY CUBICLE 10MN 10YEARS | 36880
0M-GWTGOPT006 | NEUTRAL SYSTEM TNC | Call for Quote
0M-PMMOPT002 | SQD PNLB A W/Q2H BCM | 4065
0M-PMMOPT004 | SQD 4 OUTPUT CB PNLB A 12CTS | 5445
0M-PMMOPT006 | SQD PNLB B W/Q2H BCM | 4320
0M-PMMOPT008 | SQD 4 OUTPUT CB PNLB B 12CT | 5250
0M-PMMOPT016 | METER VERIS IN/OUT | 5025
0M-PMMOPT021 | TVSS 100KA W/FUSE | 1745
0M-PMMOPT067 | SQD PNLB E W/Q2H 3CT SUBMAIN | 2515
0M-PMMOPT071 | SQD PNLB F W/Q2H 3CT SUBMAIN | 2525
0M-PMMOPT073 | SQD 4 OUTPUT CB PNLB F | 4365
0M-PMMOPT081 | SYS 84 TOP ENTRY 125-300KVA | 2840
0M-PMMOPT086 | SYS 210 FRONT / TOP 125-300KVA | 9605
0M-PMMOPT096 | SQD PNLB A W/Q2H BCM 3CT SUBM | 4525
0M-PMMOPT099 | SQD PNLB B W/Q2H BCM 3CT SUBM | 4500
0M-PMMOPT109 | SQD PNLB C W/Q2H BCM 3CT S 15" | 4160
0M-PMMOPT117 | SQD PNLB D W/SQL | 1785
0M-PMMOPT134 | METER CM4000 | 11040
0M-PMMOPT153 | METR CM4000 W/ETHRNTCARD 75KVA | 13055
0M-PMMOPT163 | METER VERIS IN/OUT 100/125 KVA | 5095
0M-PMMOPT172 | METER CM4000 150 KVA | 11055
0M-PMMOPT231 | SQD INPUT CB FCL 80A KIT | 934
0M-PMMOPT234 | SQD INPUT CB KCL 110A KIT | 1070
0M-PMMOPT240 | SQD INPUT CB KCL 175A KIT | 1415
0M-PMMOPT257 | XFMR ALUMINUM K20 30KVA 208V | 2860
0M-PMMOPT260 | SYS 84 BOTTOM ENTRY 30-100KVA | 5005
0M-PMMOPT273 | XFMR COPPER K20 50KVA 480V | 11060
0M-PMMOPT289 | XFMR CU K20 75KVA 480V | 13365
0M-PMMOPT301 | XFMR COPPER K20 100KVA 480V | 16725
0M-PMMOPT306 | SYS 126 FRONT / BOT 125-300KVA | 8245
0M-PMMOPT317 | XFMR COPPER K20 125KVA 480V | 16875
0M-PMMOPT329 | XFMR COPPER K20 150KVA 480V | 23345
0M-PMMOPT336 | XFMR COPPER K20 200KVA 480V | 31965
0M-PMRFF084S2 | 208V INPUT/OUTPUT 84 POLE S-S 2SOURCE | 8555
0M-PMRFF168B4 | 208V INPUT/OUTPUT 168 POLE B-B 4SOURCE | 16105
0M-PMRFF168S4 | 208V INPUT/OUTPUT 168 POLE S-S 4SOURCE | 16515
0M-PMROPTS074 | SQD PNLB C W/KA BCM | 4785
0M-PMROPTS085 | SQD PNLB D W/KA BCM | 4770
0M-PMROPTSS002 | SQD PNLB A W/Q2H BCM 3CT SUBMAIN SSOURCE | 4195
0M-PMROPTSS004 | SQD PNLB B W/Q2H BCM 3CT SUBMAIN SSOURCE | 4120
0M-PMROPTSS005 | SQD PNLB C W/Q2H BCM SSOURCE | 3970
0M-PMROPTSS007 | SQD PNLB D W/Q2H BCM SSOURCE | 3960
0M-PMROPTSS009 | REMOTE PMM 084S W/ 2 MTR | 10065
0M-PMRXJBOX | INPUT JBOX AND CABLE 5HW 310A | 4550
0M-PMRXJBOXASSY | ASSY JBOX BASIC 36X18X8 PMR | 1750
0M-RPPMMCH21C | MECHANICAL LUG 250A COPPER INPUT (1CB) | 156
0M-RPPMMCH22C | MECHANICAL LUG 250A COPPER INPUT (2CB) | 156
0M-SPD480V | 480Y 277V 3PH SPD 240KA HL41MA24C | 2260
0M-STEXSEISBRK | SEISMIC BRACKET KIT | 64
0M-TMRAL007 | MGE GALAXY 5000 5 PAR INTER CABLE KIT | 1490
430-0138 | CM TRANSFORMER | Call for Quote
516-4012 | CM Fuse - Electric Reheat No Humidifier - 230/1/60 3-5kW | 14.75
516-4045 | CM Fuse - No Reheat Humidifier - 277/1/60 3-10kW | 14.75
940-0020 | UPS Communications Cable Simple Signalling | 71
940-0024 | UPS-LINK CABLE KIT | 48
19048 | Acti9 Vigi NG125 4P 125A 300 to 3000mA ISR A type add-on Residual Current Device | 90
47110 | basic frame Masterpact NT06H1 630 A 3P fixed | 1.4
ACR-TLS-001 | TLS update kit PTO for Inrow | 1025
ACRD301SXW | InRow DX 300mm 30kW, 100-120v /200-240v, CE/UL, RAL 9003 Schneider White | 27090
ANC | CUSTOM THIRD PARTY SOLUTION | Call for Quote
ANC340 | CUSTOM THIRD PARTY PL340 SOLUTION | Call for Quote
ANS | CUSTOM THIRD PARTY SERVICE | Call for Quote
ANS354 | CUSTOM 3RD PARTY BATT RPLCMT | Call for Quote
ANS356 | CUSTOM 3RD PARTY INTERVENTION SERVICE | Call for Quote
ANS360 | CUSTOM 3RD PARTY MANAGED SERVICE | Call for Quote
ANS361 | CUSTOM 3RD PARTY MV CONTRACT MGT | Call for Quote
ANS552 | CUSTOM 3RD PARTY FACILITY OPERATION | Call for Quote
AP94VMTRL | Data Center Expert Virtual Machine Trial Software Download | Call for Quote
AP95MODBUS | Data Center Expert Modbus TCP Output Module | 7070
AP420 | APC FERRITE FOR 10BT CABLE QTY 10 | 59
AP940-0625A | RJ45 serial cable for Smart-UPS LCD Models 2M | 40
AP940-1525A | RJ45 serial cable for Smart-UPS LCD Models 15 | 60
AP7301 | Rack PDU, Basic, 30A, 200-240V, (14)C13 & (2)C19 | 531
AP7552 | Rack PDU,Basic,ZeroU,16A,230V,(20)C13 & (4)C19, IEC C20 | 564
AP7556X900 | Rack PDU, Basic, 1U, 14.5kW, (13) C13 Outlets | 1655
AP7582 | Rack PDU Extender, Basic, 2U, 30A, 120V, (12)5-20 | 952
AP7800B | Rack PDU, Metered, 1U, 15A, 100/120V, (8) 5-15 | 889
AP7801B | Rack PDU, Metered, 1U, 20A, 120V, (8) 5-20 | 1030
AP7802B | Rack PDU, Metered, 2U, 30A, 120V, (16) 5-20 | 1595
AP7811B | RACK PDU, METERED, 2U, 30A, 208V, (12) C13S & (4) C19 | 1565
AP7822B | RACK PDU, METERED, 2U, 32A, 230V, (12) C13 & (4) C19 | 1595
AP7900B | Rack PDU, Switched, 1U, 15A, 100/120V, (8)5-15 | 1255
AP7901B | Rack PDU, Switched, 1U, 20A, 120V, (8)5-20 | 1410
AP7902B | Rack PDU, Switched, 2U, 30A, 120V, (16)5-20 | 2000
AP7921BX943 | Rack PDU, Switched, 2U, 16A, 208/230V, (16)C13, Two Internal 20A breakers, L6-20P input | 1780
AP7922B | RACK PDU, SWITCHED, 2U, 32A, 230V, (16)C13 | 2000
AP8564X630 | Rack PDU 2G, Basic, ZeroU, 8.7kW, 208V, (54) C13, L15-30P input, 3m length | 1195
AP8659NA3 | Rack PDU 2G, Metered by Outlet with Switching, ZeroU, 20A, 208V, (21) C13 & (3) C19 | 2810
AP8704S-NA | Power Cord Kit (6 ea), Locking, C13 to C14, 1.2m, North America | 182
AP8706S-NA | Power Cord Kit (6 ea), Locking, C13 to C14, 1.8m, North America | 254
AP8706S-NAX457 | Power Cord Kit (6 ea), C15 to Locking C14, 1.8m, North America | 259
AP8706S-NAX648 | Power Cord Kit (6 ea), Locking, C13 to C14, 3.0m, North America | 324
AP8750 | Power Cord, Locking C19 to 5-15P, 3.0m | 64
AP8756 | Power Cord, Locking C19 to BS1363A (UK), 3.0m | 76
AP8832 | Rack PDU 2G, Metered, ZeroU, 30A, 100-120V, (24) 5-20R | 1225
AP8861WX667 | Rack PDU 2G, Metered, ZeroU, 5.7kW, 208V, (36) C13 & (6) C19 & (2) 5-20, SE White | 1385
AP8861X630 | Rack PDU 2G, Metered, ZeroU, 5.7kW, 208V, (36) C13 & (6) C19 & (2) 5-20, 10ft Cord | 1505
AP8862 | Rack PDU 2G, Metered, ZeroU, 20A, 208V 3Ph, (36) 5-20R | 1290
AP8863 | Rack PDU 2G, Metered, ZeroU, 20A, 208V 3Ph, (24) 5-20R (6) L6-20R | 1290
AP8865BLUX667 | Rack PDU 2G, Metered, ZeroU, 8.6kW, 208V, (36) C13 & (6) C19 & (2) 5-20, Blue Silk | 2025
AP8865REDX667 | Rack PDU 2G, Metered, ZeroU, 8.6kW, 208V, (36) C13 & (6) C19 & (2) 5-20, Red Silk | 2025
AP8865X630 | Rack PDU 2G, Metered, ZeroU, 8.6kW, 208V, (36) C13 & (6) C19 & (2) 5-20, 10ft. Cord | 2100
AP8866X837 | Rack PDU 2G, Metered, ZeroU, 17.2kW, 208V, (24) C13 & (24) C19 | 4605
AP8866X844 | Rack PDU 2G, Metered, ZeroU, 17.2kW, 208V, (36) C13 & (12) C19 | 4275
AP8867 | Rack PDU 2G, Metered, ZeroU, 17.2kW, 208V, (30) C13 | 4285
AP8868 | Rack PDU 2G, Metered, ZeroU, 10.0kW, 208V, (36) C13 & (6) C19 | 2450
AP8868BLU | Rack PDU 2G, Metered, ZeroU, 10.0kW, 208V, (36) C13 & (6) C19, Blue Paint | 2310
AP8869HDX632 | Rack PDU 2G, Metered, ZeroU, 14.4Kw, 208V, (36) C13 & (12) C19, 6ft cord. | 3210
AP8869HDX737 | Rack PDU 2G, Metered, ZeroU, 14.4Kw, 208V, (36) C13 & (12) C19, 10ft cord | 2975
AP8869X737 | Rack PDU 2G, Metered, ZeroU, 14.4Kw, 208V, (24) C13 & (6) C19 | 3300
AP8881 | Rack PDU 2G, Metered, ZeroU, 11kW, 230V, (36) C13 & (6) C19 | 2425
AP8881BLUX667 | Rack PDU 2G, Metered, ZeroU, 11kW, 230V, (36) C13 & (6) C19, Blue Silkscreen | 2245
AP8881RED | Rack PDU 2G, Metered, ZeroU, 11kW, 230V, (36) C13 & (6) C19, Full Paint Red | 2425
AP8881REDX667 | Rack PDU 2G, Metered, ZeroU, 11kW, 230V, (36) C13 & (6) C19, Red Silkscreen | 2245
AP8887 | Rack PDU 2G, Metered, ZeroU, 17.3kW, 240V, (30) C13 & (12) C19 | 3065
AP8887L22X837 | Rack PDU 2G, Metered, ZeroU, 17.3kW, 240V, (24) C13 & (18) C19, L22-30P input | 3150
AP8888BLU | Rack PDU 2G, Metered, ZeroU, 23.0kW, 240V, (30) C13 & (12) C19, Full Paint Blue | 4060
AP8888RED | Rack PDU 2G, Metered, ZeroU, 23.0kW, 240V, (30) C13 & (12) C19, Full Paint Red | 4060
AP8888X892 | Rack PDU 2G, Metered, ZeroU, 23.0kW, 240V, (48) C13 & (12) C19, for 60U SX | 4145
AP8930 | Rack PDU 2G, Switched, ZeroU, 20A, 100-120V, (24) 5-20R | 1920
AP8930GRNX874 | Rack PDU 2G, Switched, ZeroU, 20A, 100-120V, (24) 5-20R, Full Paint Aetna Green | 1775
AP8930NRGX874 | Rack PDU 2G, Switched, ZeroU, 20A, 100-120V, (24) 5-20R, Full Paint Aetna Orange | 1775
AP8931 | Rack PDU 2G, Switched, ZeroU, 15A, 100-120V, (8) 5-15 | 1920
AP8932 | Rack PDU 2G, Switched, ZeroU, 30A, 100-120V, (24) 5-20R | 2130
AP8958NA3 | Rack PDU 2G, Switched, ZeroU, 20A, 208V, (7) C13 & (1) C19, L620 Cord | 1770
AP8962 | Rack PDU 2G, Switched, ZeroU, 20A, 208V 3Ph, (24) 5-20R | 2225
AP8970GRNX874 | Rack PDU 2G, Switched, ZeroU, 30A, 120/208V, (16) 5-20R (7) C13 (1) C19, Full Paint Aetna Green | 2340
AP8970NRGX874 | Rack PDU 2G, Switched, ZeroU, 30A, 120/208V, (16) 5-20R (7) C13 (1) C19, Full Paint Aetna Orange | 2340
AP9544 | Network Management Card for Easy UPS, 1-Phase | 387
AP9547 | Network Management Card for Easy UPS, 3-Phase | 450
AP9565 | Rack PDU, Basic, 1U, 16A, 208/230V, (12)C13 | 313
AP9569 | Cord Retention Bracket for Basic Rack PDUs | 127
AP9804 | UPS Communications Cable Smart Signalling 15' / 4.5m | 71
AP9815 | UPS INTERFACE EXTENSION | 48
AP9824LJ | LINUX POWERCHUTE CABLE KIT FOR JPAA | 40
AP9827 | Simple Signaling UPS Cable USB to RJ45 | 48
AP98275 | UPS Signaling Offer for IBM AS/400 and IBMi (IBM Power Systems) | 102
APDU1300 | NetShelter Rack PDU 10000 Sensor Hub | 267
APDU1308 | NetShelter Rack PDU 10000 Rope Leak Sensor | 759
APDU9965X969 | APC Rack PDU 9000 Switched, ZeroU, 8.6kW, 208V, (21) C13 & (3) C19, 3.5m cord | 3605
APDU9965X970 | APC Rack PDU 9000 Switched, ZeroU, 8.6kW, 208V, (21) C13 & (3) C19, 3.5m cord, L15-30P input | 3655
APDU9981EU3X968 | APC Rack PDU 9000 Switched, ZeroU, 11.0kW, 230V, (21) C13 & (3) C19, 3.5m cord, 3x breakers | 3535
APDU10151SM | APC NetShelter Rack PDU Advanced, Switched Metered Outlet, 5.0kW, 1PH, 208V, 30A, L6-30P, 40 Outlet | 5215
APDU10151SW | APC NetShelter Rack PDU Advanced, Switched, 5.0kW, 1PH, 208V, 30A, L6-30P, 40 Outlet | 3455
APDU10250ME | APC NetShelter Rack PDU Advanced, Metered, 11.5kW, 3PH, 415V, 20A, 520P6, 42 Outlet | 2155
APDU10250SM | APC NetShelter Rack PDU Advanced, Switched Metered Outlet, 11.5kW, 3PH, 415V, 20A, 520P6, 48 Outlet | 4630
APDU10250SW | APC NetShelter Rack PDU Advanced, Switched, 11.5kW, 3PH, 415V, 20A, 520P6, 42 Outlet | 3530
APDU10350ME | APC NetShelter Rack PDU Advanced, Metered, 17.3kW, 3PH, 415V, 30A, 530P6, 48 Outlet | 3195
APDU10350SM | APC NetShelter Rack PDU Advanced, Switched Metered Outlet, 17.3kW, 3PH, 415V, 30A, 530P6, 48 Outlet | 5935
APDU10350SW | APC NetShelter Rack PDU Advanced, Switched, 17.3kW, 3PH, 415V, 30A, 530P6, 48 Outlet | 4270
APDU10351ME | APC NetShelter Rack PDU Advanced, Metered, 8.6kW, 3PH, 208V, 30A, L21-30P, 42 Outlet | 2765
APDU10351SM | APC NetShelter Rack PDU Advanced, Switched Metered Outlet, 8.6kW, 3PH, 208V 30A, L21-30P, 48 Outlet | 5065
APDU10450ME | APC NetShelter Rack PDU Advanced, Metered, 34.6kW, 3PH, 415V, 60A, 560P6, 42 Outlet | 4985
APDU10450SM | APC NetShelter Rack PDU Advanced, Switched Metered Outlet, 34.6kW, 3PH, 415V, 60A, 560P6, 42 Outlet | 7890
APDU10450SW | APC NetShelter Rack PDU Advanced, Switched, 34.6kW, 3PH, 415V, 60A, 560P6, 42 Outlet | 6545
APDU10451ME | APC NetShelter Rack PDU Advanced, Metered, 14.4kW, 3PH, 208V, 50A, CS8365C, 42 Outlet | 4120
APDU10451SM | APC NetShelter Rack PDU Advanced, Switched Metered Outlet, 14.4kW, 3PH, 208V 50A, CS8365C, 42 Outlet | 6595
APDU10452MO | APC NetShelter Rack PDU Advanced, Metered Outlet, 3PH, 17.3kW, 208V, 60A, 460P9, 42 Outlet | 6100
APDU10452SM | APC NetShelter Rack PDU Advanced, Switched Metered Outlet, 3PH, 17.3kW, 208V, 60A, 460P9, 42 Outlet | 6825
APDU10452SW | APC NetShelter Rack PDU Advanced, Switched, 3PH, 17.3kW, 208V, 60A, 460P9, 42 Outlet | 5665
APDU11151ME | APC NetShelter Rack PDU Advanced, Metered, 5.0kW, 1PH, 208V, 30A, L6-30P, 40 Outlet | 2220
APDU11151SM | APC NetShelter Rack PDU Advanced, Switched Metered Outlet, 5.0kW, 1PH, 208V, 30A, L6-30P, 40 Outlet | 5340
APDU11151SW | APC NetShelter Rack PDU Advanced, Switched, 5.0kW, 1PH, 208V, 30A, L6-30P, 40 Outlet | 3535
APDU11351ME | APC NetShelter Rack PDU Advanced, Metered, 8.6kW, 3PH, 208V, 30A, L21-30P, 42 Outlet | 2830
APDU11351SM | APC NetShelter Rack PDU Advanced, Switched Metered Outlet, 8.6kW, 3PH, 208V 30A, L21-30P, 48 Outlet | 5185
APDU11351SW | APC NetShelter Rack PDU Advanced, Switched, 8.6kW, 3PH, 208V, 30A, L21-30P, 48 Outlet | 4360
APDU11451ME | APC NetShelter Rack PDU Advanced, Metered, 14.4kW, 3PH, 208V, 50A, CS8365C, 42 Outlet | 4220
APDU11451SM | APC NetShelter Rack PDU Advanced, Switched Metered Outlet, 14.4kW, 3PH, 208V 50A, CS8365C, 42 Outlet | 6755
APDU11451SW | APC NetShelter Rack PDU Advanced, Switched, 14.4kW, 3PH, 208V, 50A, CS8365C, 42 Outlet | 5055
APDU11452ME | APC NetShelter Rack PDU Advanced, Metered, 3PH, 17.3kW, 208V, 60A, 460P9, 42 Outlet | 4485
APDU11452MO | APC NetShelter Rack PDU Advanced, Metered Outlet, 3PH, 17.3kW, 208V, 60A, 460P9, 42 Outlet | 6245
APDU11452SM | APC NetShelter Rack PDU Advanced, Switched Metered Outlet, 3PH, 17.3kW, 208V, 60A, 460P9, 42 Outlet | 6985
APDU11452SW | APC NetShelter Rack PDU Advanced, Switched, 3PH, 17.3kW, 208V, 60A, 460P9, 42 Outlet | 5800
APF8665-00001 | Rack PDU 2G Flex, Metered-by-Outlet w Switching, ZeroU, 8.6kW, 230V, (16) C13 & (8) 5-20R. | 3855
AR3100SPX846 | NetShelter SX 42U 600mm Wide x 1070mm Deep Enclosure with Sides Black -2k lbs. Shock Packaging, Wawa | 30790
AR3100SPX848 | AR3100SP,With SRTL8KRM4UT UPS ,One through side panel,(4) swivel casters, Wawa | 36430
AR3100X605 | NetShelter SX 42U 600mm W x 1070mm D Enclosure with Sides, Combo Lock Handles, Black | 3615
AR3100X721 | NetShelter SX 40U/600mm/1070mm Enclosure with Roof and Sides, Black, Front Plenum and 2U bottom duct | 7230
AR3104SP1X963 | NetShelter SX 24U 600mm Wide x 1070mm Deep Enclosure - 1250 lbs. Shock Packaging, Performance Roof | 3250
AR3107W | NetShelter SX 48U 600mm Wide x 1070mm Deep Enclosure with Sides SE White | 3715
AR3157W | NetShelter SX 48U 750mm Wide x 1070mm Deep Enclosure with Sides SE White | 4475
AR3180X266 | NetShelter SX 42U 800mm Wide x 1070mm Deep Enclosure with Sides Black | 4480
AR3180X719 | NetShelter SX 42U 800mm Wide x 800mm Deep Enclosure with Sides Black | 4925
AR3200X437 | NetShelter SX Colocation 2 x 20U 750mm Wide x 1070mm Deep Enclosure with Sides Black | 10285
AR3200X774 | NetShelter SX Colocation 2 x 20U 750mm Wide x 1200mm Deep Enclosure with Sides Black | 6825
AR3200X907 | NetShelter SX Colocation 2 x 23U (48U) 600mm Wide x 1200mm Deep Enclosure with Sides, Black | 6325
AR3300X721 | NetShelter SX 40U/600mm/1200mm Enclosure with Roof and Sides, Black, Front Plenum and 2U bottom duct | 8215
AR3305X610 | NetShelter SX 45U 600mm Wide x 1200mm Deep Enclosure with Sides and No Doors Black | 3955
AR3340WX832 | NetShelter SX 42U 750mm Wide x 1200mm Deep Networking Enclosure with Sides White, Ford assembly | 8510
AR3347W | NetShelter SX 48U 750mm Wide x 1200mm Deep Networking Enclosure with Sides White | 6210
AR3350WSPX832 | NetShelter SX 42U 750mm Wide x 1200mm Deep Server Enclosure with Sides White, 2000lb Shock Pkg, Ford | 8265
AR3350WX832 | NetShelter SX 42U 750mm Wide x 1200mm Deep Server Enclosure with Sides White, Ford | 5915
AR3355WSP | NetShelter SX 45U 750mm Wide x 1200mm Deep Enclosure with Sides White -2000 lbs. Shock Packaging | 7215
AR3357WX610 | NetShelter SX 48U 750mm Wide x 1200mm Deep Enclosure, Without Doors, SE White | 5270
AR3357WX617 | NetShelter SX 48U 750mm Wide x 1200mm Deep Enclosure, Without Sides Without Doors, SE White | 4440
AR3357WX725 | NetShelter SX 48U 750mm Wide x 1200mm Deep Enclosure, SE White, State Farm server rack | 6850
AR3357WX930 | NetShelter SX 48U 750mm Wide x 1200mm Deep Enclosure, Without Sides, Without Front Door, SE White | 5000
AR3357X306 | NetShelter SX 48U 750mm Wide x 1200mm Deep Enclosure with Sides Black, SP Ready | 5790
AR3358W | NetShelter SX 52U 750mm Wide x 1200mm Deep Enclosure with Sides, SE White | 6900
AR3380X266 | NetShelter SX 42U 800mm Wide x 1200mm Deep Enclosure with Sides Black | 5390
AR3380X662 | NetShelter SX 42U 800mm Wide x 1200mm Deep Enclosure with Sides, Networking roof, Black | 5800
AR3385X266 | NetShelter SX 45U 800mm Wide x 1200mm Deep Enclosure with Sides Black | 5945
AR3387 | NetShelter SX 48U 800mm Wide x 1200mm Deep Enclosure with Sides Black | 5995
AR3900AZEU-FAN | NetShelter IDF 230V Fan Unit | 306
AR4024SPX944 | NetShelter CX 24U Secure Soundproof Server Room in Box Enclosure, IKEA | 11480
AR4024SPX944N1 | NetShelter CX 24U Secure Soundproof Server Room in Box Enclosure, IKEA Integration, NAM Config 1 | 31180
AR7211 | NetShelter SX 600mm Wide x 1200mm Deep Roof | 543
AR7212A | NetShelter SX 750mm Wide x 1200mm Deep Performance Roof Black | 575
AR7303 | NetShelter SX 42U 1200mm Deep Split Side Panels Qty. (2) | 1135
AR7304 | NetShelter SX 48U 1200mm Deep Split Side Panels Qty. (2) | 1205
AR7588LX795 | "Vertical Cable Manager for NetShelter SX 750mm Wide 60U (Qty 2), 6" Fingers on Left Side Only" | 725
AR7588RX795 | "Vertical Cable Manager for NetShelter SX 750mm Wide 60U (Qty 2), 6" Fingers on Right Side Only" | 725
AR7605 | Rack Leveling Pads and Spacers | 296
AR7711X960 | Rear facing rack PDU mounting kit for 750mm wide x 42/48U SX enclosure | 267
AR7720 | KoldLok Integral Raised Floor Grommet | 2265
AR7723X587 | "Vertical Cable Manager for NetShelter SX 600mm Wide 48U (Qty 2), 1" extra depth" | 461
AR7730 | KoldLok Surface Mount Raised Floor Grommet | 3435
AR8005 | 10-32 Hardware Kit | 91
AR8100 | M6 Hardware for 600mm Wide Enclosures | 83
AR8112BLK | Bolt-down Bracket Kit, Black | 117
AR8126ABLK | "17" Keyboard Drawer Black" | 538
AR8172BLKX417 | Data Cable Partition, NetShelter, 800mm Wide | 218
AR8172WHT | Data Cable Partition, NetShelter, 750mm wide, White | 185
AR8173BLKX417 | Data Cable Partition, NetShelter, 800mm Wide, pass-through | 218
AR8173WHT | Data Cable Partition, NetShelter, 750mm wide, Pass-through, White | 185
AR8356 | NETSHELTER 13U GLASS DOOR | 326
AR8358 | NESHELTER 13U REAR DOOR | 245
AR8395 | 20U Copper Busbar Kit for NetShelter AV Enclosures | 327
AR8470 | AR106V Server Support Bracket | 469
AR8471 | AR106V Caster Kit. | 168
AR8571X417 | Cable Trough, 800mm | 305
AR8600AWHT | "Horizontal Cable Manager, 2U X 4" Deep, Single Sided with Cover, White" | 206
AR8625 | "CDX, Vertical Cable Manager, 84"x6" wide, Double-Sided" | 2305
AR8652X859 | Expandable Vertical Rack PDU Mounting Bracket Kit for 2-Post Racks | 174
AR9000RAMP | Ramp for SX3K Enclosure Removal from Shock Pallet | 3475
CES | CUSTOM ENCLOSURE SOLUTION | Call for Quote
CMS | CUSTOM MANUFACTURED SOLUTION | Call for Quote
CSRV1YR360 | CUSTOM MANAGED SERVICES CONTRACT | Call for Quote
CSRV1YR361 | CUSTOM MV MGT SERVICE CONTRACT | Call for Quote
CSRV1YR552 | CUSTOM FACILITY OP SERVICE CONTRACT | Call for Quote
CURK115-01-03 | APC Charge-UPS #115 1-Yr SP-03 | 692
CURK116-01-02 | APC Charge-UPS #116 1-Yr SP-02 | 480
CURK117-01-04 | APC Charge-UPS #117 1-Yr SP-04 | 1095
CURK132-01-02 | APC Charge-UPS #132 1-Yr SP-02 | 611
CURK143-01-04 | APC Charge-UPS #143 1-Yr SP-04 | 1030
E7TAUXX | AUXILIARIES OPTIONS GALAXY EPS 7000 | Call for Quote
E7TDOCX | DOCUMENTATION PACKAGE OPT GALAXY EPS7000 | Call for Quote
E7TTINP | AUXILIARIES OPT GALAXY EPS 7000 ALL KVA | Call for Quote
E8TAUXX | AUXILIARIES OPTIONS GALAXY EPS 8000 | Call for Quote
E8TBATOPT | EXTERNAL BATTERIES OPT GALAXY EPS 8000 | Call for Quote
E8TBATX | EXTERNAL BATTERIES OPT GALAXY EPS 8000 | Call for Quote
E8TDOCX | DOCUMENTATION PACKAGE OPT GALAXY EPS8000 | Call for Quote
E8TGOPT555-625 | INTEGRATED OPT GALAXY EPS8000 555-625KVA | Call for Quote
E8TGOPT750-800 | INTEGRATED OPT GALAXY EPS8000 750-800KVA | Call for Quote
E8TGOPT1000-1100 | INTEGRATED OPTIONS EPS8000 1000-1100KVA | Call for Quote
E8TGOPTEXT56 | EXTERNAL OPT GALAXY EPS 8000 555-625KVA | Call for Quote
E8TGOPTEXT1100 | EXTERNAL OPT GALAXY EPS8000 1000-1100KVA | Call for Quote
E8TMBCX | EXT MAINTENANCE BYPASS GALAXY EPS 8000 | Call for Quote
E8TUPSPM555 | POWER MODULE GALAXY EPS 8000 555 KVA | Call for Quote
ECO1PHITETTD1 | IT Expert Enabled EcoCare for Single-Phase UPS Operator Training for L1 Troubleshooting | 1395
EVNETCOMM1 | (1) Year Commercial Service Plan | 658
EVNETCOMMREN1 | (1) Year Commercial Service Plan Renewal | 503
EVNETCOMMREN2 | (2) Year Commercial Service Plan Renewal | 989
EVNETCOMMREN3 | (3) Year Commercial Service Plan Renewal | 1390
EVNETSP1 | (1) Year Service Provider Service Plan | 1855
EVNETSP2 | (2) Year Service Provider Service Plan | 3315
EVNETSP3 | (3) Year Service Provider Service Plan | 4700
EVNETSPREN1 | (1) Year Service Provider Service Plan Renewal | 1855
EVNETSPREN2 | (2) Year Service Provider Service Plan Renewal | 3315
EVNETSPREN3 | (3) Year Service Provider Service Plan Renewal | 4700
FWENMC1P-ST2Y-DIGI | NMC3 for Easy UPS, 1-Phase - 2 Year Secure NMC Subscription​ | 117
FWENMC1P-ST3Y-DIGI | NMC3 for Easy UPS, 1-Phase - 3 Year Secure NMC Subscription​​ | 171
FWENMC1P-ST4Y-DIGI | NMC3 for Easy UPS, 1-Phase - 4 Year Secure NMC Subscription​ | 222
FWENMC1P-ST5Y-DIGI | NMC3 for Easy UPS, 1-Phase - 5 Year Secure NMC Subscription​​ | 270
FWENMC1P-ST6Y-DIGI | NMC3 for Easy UPS, 1-Phase - 6 Year Secure NMC Subscription​ | 321
G3KAUXX | AUXILIARIES OPTIONS GALAXY 3000 | Call for Quote
G3KBATX | EXTERNAL BATTERIES OPTIONS GALAXY 3000 | Call for Quote
G3KDOCX | DOCUMENT PACKAGE OPTIONS GALAXY 3000 | Call for Quote
G3KEOX | EXTERNAL OPTIONS GALAXY 3000 | Call for Quote
G3KGOPT | INTEGRATED OPTIONS GALAXY 3000 | Call for Quote
G3KMBCX | EXTERNAL BYPASS OPTIONS GALAXY 3000 | Call for Quote
G3KSBCOPT | INTEGRATED OPTIONS SBC GALAXY 3000 PAR | Call for Quote
G3KSBCX | SBC OPTIONS GALAXY 3000 PARALLEL | Call for Quote
G3KTINP | TRANSFORMER OPTIONS GALAXY 3000 | Call for Quote
G3KUPSPM15 | POWER MODULE GALAXY 3000 50KVA | Call for Quote
G3KUPSPM20 | POWER MODULE GALAXY 3000 20KVA | Call for Quote
G3KUPSPM30 | POWER MODULE GALAXY 3000 30KVA | Call for Quote
G5TA130X | MGE GALAXY 5000 120 KVA AUX OPTIONS | Call for Quote
G5TAAX | MGE GALAXY 5000 AUX CUBICLE OPTIONS | Call for Quote
G5TAPDU | MGE GALAXY 5000 480V PWR DIST OPTIONS | Call for Quote
G5TBATOPT | MGE GALAXY 5000 EXT BATTERY OPTIONS | Call for Quote
G5TD | MGE GALAXY 5000 480V EXT XFMR OPTIONS | Call for Quote
G5TTMR | GALAXY 5000 TRANSVERSAL EQUIP OPTIONS | Call for Quote
G5TUPSPM50 | MGE GALAXY 5000 50 KVA UPS SELECTIONS | Call for Quote
G5TUPSPM100 | MGE GALAXY 5000 100 KVA UPS SELECTIONS | Call for Quote
G5TUPSPM130 | MGE GALAXY 5000 130 KVA UPS SELECTIONS | Call for Quote
G6TAAX | EMPTY AUXILIARY CUBICLE OPTIONS GALAXY 6 | Call for Quote
G6TABOPT | EMPTY BATTERY INTEGRATED OPTIONS | Call for Quote
G6TABPM | P. MODULE EMPTY BATTERY CUBICLE GALAXY 6 | Call for Quote
G6TAUX160X | AUXILIARIES OPTIONS GALAXY 6000 160 KVA | Call for Quote
G6TAUX200X | AUXILIARIES OPTIONS GALAXY 6000 200 KVA | Call for Quote
G6TAUX250X | AUXILIARIES OPTIONS GALAXY 6000 250 KVA | Call for Quote
G6TAUX300X | AUXILIARIES OPTIONS GALAXY 6000 3000KVA | Call for Quote
G6TAUX400X | AUXILIARIES OPTIONS GALAXY 6000 400 KVA | Call for Quote
G6TAUX450X | AUXILIARIES OPTIONS GALAXY 6000 450 KVA | Call for Quote
G6TAUX500X | AUXILIARIES OPTIONSGALAXY 6000 500 KVA | Call for Quote
G6TAUX600X | AUXILIARIES OPTIONS GALAXY 6000 600 KVA | Call for Quote
G6TAUXX | TRANSVERSAL AUXILIARIES OPTIONS GALAXY 6 | Call for Quote
G6TFOPT | HARMONIC FILTER INTEGRATED OPTIONS | Call for Quote
G6TFPM160 | CUBICLE POWER MODULE HARMONIC FILTER 160 | Call for Quote
G6TFPM200 | CUBICLE POWER MODULE HARMONIC FILTER 200 | Call for Quote
G6TFPM250 | CUBICLE POWER MODULE HARMONIC FILTER 250 | Call for Quote
G6TFPM300 | CUBICLE POWER MODULE HARMONIC FILTER 300 | Call for Quote
G6TFPM400 | CUBICLE POWER MODULE HARMONIC FILTER 400 | Call for Quote
G6TFPM450 | CUBICLE POWER MODULE HARMONIC FILTER 450 | Call for Quote
G6TFPM500 | CUBICLE POWER MODULE HARMONIC FILTER 500 | Call for Quote
G6TFPM600 | CUBICLE POWER MODULE HARMONIC FILTER 600 | Call for Quote
G6TGOPT | INTEGRATED OPTIONS | Call for Quote
G6THX | EXTERNAL BYPASS OPTIONS GALAXY 6000 | Call for Quote
G6TSBSPM | POWER MODULE STATIC BYPASS SWITCH GALAXY | Call for Quote
G6TSOPT | STATIC BYPASS SWITCH INTEGRATED OPTIONS | Call for Quote
G6TUPSPM160 | POWER MODULE GALAXY 6000 160 KVA | Call for Quote
G6TUPSPM200 | POWER MODULE GALAXY 6000 200 KVA | Call for Quote
G6TUPSPM250 | POWER MODULE GALAXY 6000 250 KVA | Call for Quote
G6TUPSPM300 | POWER MODULE GALAXY 6000 300 KVA | Call for Quote
G6TUPSPM400 | POWER MODULE GALAXY 6000 400 KVA | Call for Quote
G6TUPSPM450 | POWER MODULE GALAXY 6000 450 KVA | Call for Quote
G6TUPSPM500 | POWER MODULE GALAXY 6000 500 KVA | Call for Quote
G6TUPSPM600 | POWER MODULE GALAXY 6000 600 KVA | Call for Quote
G7TAAX | EMPTY AUX CUBICLE OPTIONS GALAXY 7000 | Call for Quote
G7TABPM | EMPTY BATT CUBICLE OPTIONS GALAXY 7000 | Call for Quote
G7TAUX250-400X | AUXILIARIES OPTIONS GALAXY 7000 250-400K | Call for Quote
G7TAUX500X | AUXILIARIES OPTIONS GALAXY 7000 500KVA | Call for Quote
G7TAUXX | TRANSVERSAL AUX OPTIONS GALAXY 7000 | Call for Quote
G7THX | EXTERNAL BYPASS OPTIONS GALAXY | Call for Quote
G7TSOPT | STATIC BYPASS SWITCH INTEGRATED OPTIONS | Call for Quote
G7TUPSPM250-300 | POWER MODULE GALAXY 7000 250-300KVA | Call for Quote
G7TUPSPM400 | POWER MODULE GALAXY 7000 400KVA | Call for Quote
G7TUPSPM500 | POWER MODULE GALAXY 7000 500KVA | Call for Quote
G7TXUPSOPT | CABINETS OPTIONS UPS GALAXY 7000 | Call for Quote
G9TAAX | EMPTY AUXILIARY CUBICLE OPTIONS GALAXY 9 | Call for Quote
G9TAUX800X | AUXILIARIES OPTIONS GALAXY 9000 800 KVA | Call for Quote
G9TAUX900X | AUXILIARIES OPTIONS GALAXY 9000 900 KVA | Call for Quote
G9TAUXX | TRANSVERSAL AUXILIARIES OPTIONS GALAXY 9 | Call for Quote
G9TF800X | HARMONIC FILTER IN CUBICLE OPTIONS 800 K | Call for Quote
G9TF900X | HARMONIC FILTER IN CUBICLE OPTIONS 900 K | Call for Quote
G9TGOPT | INTEGRATED OPTIONS | Call for Quote
G9THX | EXTERNAL BYPASS OPTIONS GALAXY 9000 | Call for Quote
G9TSBSPM | POWER MODULE STATIC BYPASS SWITCH GALAXY | Call for Quote
G9TSOPT | STATIC BYPASS SWITCH INTEGRATED OPTIONS | Call for Quote
G9TUPSPM800 | POWER MODULE GALAXY 9000 800 KVA | Call for Quote
G9TUPSPM900 | POWER MODULE GALAXY 9000 900 KVA | Call for Quote
GVXSGQ | Adapted Switchgear and Associated parts used with a Galaxy VX | Call for Quote
GWTA160-200XD | BATT CB OPTIONS GALAXY PW 160-200KVA | Call for Quote
GWTA160X | AUXILIARIES OPTIONS GALAXY PW 160KVA | Call for Quote
GWTA200X | AUXILIARIES OPTIONS GALAXY PW 200KVA | Call for Quote
GWTAAX | EMPTY AUXILIARY CUBICLE OPTIONS GALAXY P | Call for Quote
GWTABX | EMPTY BATTERY CUBICLE OPTIONS GALAXY PW | Call for Quote
GWTB160X | EXTERNAL BATTERIES OPTIONS GALAXY PW 160 | Call for Quote
GWTB200X | EXTERNAL BATTERIES OPTIONS GALAXY PW 200 | Call for Quote
GWTFPM160-200 | HARMONIC FILTER OPTIONS 160-200KVA | Call for Quote
GWTGOPT | INTEGRATED OPTIONS GALAXY PW | Call for Quote
GWTHX | EXTERNAL BYPASS OPTIONS GALAXY PW | Call for Quote
GWTUPSPM160-200 | POWER MODULE GALAXY PW 160-200KVA | Call for Quote
ISX20KF | 20 kW 208 V UPS BASE FRAME w/ SBP and PDU All in One | 36410
NBHN125 | NetBotz 125 kHz Handle Kit | 1340
NBHN125S | NetBotz 125 kHz Single Handle Kit | 675
NBHN1356 | NetBotz 13.56 MHz Handle Kit | 1710
NBHN1356S | NetBotz 13.56 MHz Single Handle Kit | 855
NBSP0231 | APC NetBotz 21-Month Bridge Sftwr & Support Warranty - 500 models - Single-Appliance Pack | 692
NBWL0755 | NetBotz Room Monitor 755 | 3390
NSYCAG291LPF | OUTLET GRID CUT-OUT 291X29MM | 126
NSYCVF300M230PF | FILTERFAN 300M3/H 230V IP54 | 288
NSYCVF850M230PF | FILTERFAN 850M3/H 230V IP54 | 794
NSYMM86 | Plain mounting plate H800xW600mm made of galvanised sheet steel | 99
NSYTRP42PE | PUSH-IN TERMINAL, FEED THROUGH, GROUNDED, 2 POINTS, 4MM2, GN/YE | 0.1
PB100AEC | Powerbus busway end closure 100A | 151
PB100FH | Powerbus Busway Standard Hanger 100A | 73
PB225AEC | Powerbus busway end closure 225A | 299
PB225FH | Powerbus Busway Standard Hanger 225A | 73
PB400AEC | Powerbus busway end closure 400A | 743
PB400FH | Powerbus Busway Standard Hanger 400A | 129
PBCE4A100AST048B | BUSWAY PLUG-IN STRAIGHT LGTH 4FT 100A 600V 3PH4W 4A CONFIG | 916
PBCE4A100AST120B | BUSWAY PLUG-IN STRAIGHT LGTH 10FT 100A 600V 3PH4W 4A CONFIG | 1440
PBCE4A225AST120B | BUSWAY PLUG-IN STRAIGHT LGTH 10FT 225A 600V 3PH4W 4A CONFIG | 3185
PBCE4A400AST048B | BUSWAY PLUG-IN STRAIGHT LGTH 4FT 400A 600V 3PH4W 4A CONFIG | 1880
PBCE4A400AST120B | BUSWAY PLUG-IN STRAIGHT LGTH 10FT 400A 600V 3PH4W 4A CONFIG | 3525
PBCF4A100ACRB | BUSWAY CROSS 100A 600V 3PH4W 4A CONFIG | 1165
PBCF4A100ALRB | BUSWAY ELBOW, RIGHT 100A 600V 3PH4W 4A CONFIG | 860
PBCF4A100ATBB | BUSWAY TAP BOX 100A 600V 3PH4W 4A CONFIG | 1275
PBCF4A225ALLB | BUSWAY ELBOW, LEFT 225A 600V 3PH4W 4A CONFIG | 1280
PBCF4A225ALRB | BUSWAY ELBOW, RIGHT 225A 600V 3PH4W 4A CONFIG | 1280
PBCF4A225ATBB | BUSWAY TAP BOX 225A 600V 3PH4W 4A CONFIG | 3830
PBCF4A400ACRB | BUSWAY CROSS 400A 600V 3PH4W 4A CONFIG | 2420
PBCF4A400ALLB | BUSWAY ELBOW, LEFT 400A 600V 3PH4W 4A CONFIG | 1960
PBCF4A400ALRB | BUSWAY ELBOW, RIGHT 400A 600V 3PH4W 4A CONFIG | 2060
PBCF4A400ATBB | BUSWAY TAP BOX 400A 600V 3PH4W 4A CONFIG | 5210
PBPEGX4A100T | PB busway tap-off unit 100A 600V w/ gateway-server 3PH4W 4A Config | 2485
PDM3430L1530-3P-440 | IT Power Distribution Module 1x3 Pole 4 Wire 30A L1530 440CM | 1350
PDM3430L1530-3P-500 | IT Power Distribution Module 1x3 Pole 4 Wire 30A L1530 500CM | 1440
PDM3430L1530-3P-680 | IT Power Distribution Module 1x3 Pole 4 Wire 30A L1530 680CM | 1515
PDM3430L1530-3P-860 | IT Power Distribution Module 1x3 Pole 4 Wire 30A L1530 860CM | 1640
PDM3430L1530-3P-1680 | IT POWER DISTRIBUTION MODULE 1X3 POLE 4 WIRE 30A L1530 1680CM | 2240
QAPDU | Rack PDU 10000 Series Configurated | Call for Quote
QARACK | Alternate Rack and Enclosure Offer | Call for Quote
QBATE6T | Batteries, and associated Parts Used with a EPS 6000 | Call for Quote
QBATE7T | Batteries, and Associated Parts Used with a EPS 7000 | Call for Quote
QBATE8T | Batteries, and Associated Parts Used with a EPS 8000 | Call for Quote
QBATGUPXC | Batteries, and Associated Parts Used with a Gutor PXC | Call for Quote
QBATGVL | Battery and Associated Parts used with a Galaxy VL | Call for Quote
QBATGVX | Batteries, and Associated Parts Used with a Galaxy VX | Call for Quote
QBATGW | Batteries and Associated Parts Used with a Galaxy PW | Call for Quote
QBATT | Batteries, and associated parts | Call for Quote
QBATTRACK | Battery Rack for UPS | Call for Quote
QBATTRACKE3M | Battery Rack and associated parts used with a EASY UPS 3M | Call for Quote
QBATTRACKGVL | Battery Rack and associated parts used with a GVL | Call for Quote
QBATTRACKGVS | Battery Rack and associated parts used with a GVS | Call for Quote
QBBE3M | Battery Breaker (DC Disconnect) and associated parts used with a EASY UPS 3M | Call for Quote
QBBGVL | Battery Breaker Box,and Associated Parts Used with a Galaxy VL | Call for Quote
QBBGVS | Battery Breaker Box,and Associated Parts Used with a Galaxy VS | Call for Quote
QBW | Custom Busway | Call for Quote
QCBL | Cables, and associated parts | Call for Quote
QCHNG | Third Party Change Order | Call for Quote
QCOOL-CRAC | 3rd Party Cooling Equipment, Direct Expansion (DX) | Call for Quote
QCOOL-CRAH | 3rd Party Cooling Equipment, Chilled Water (CW) | Call for Quote
QCRAC | Air handlers and associated parts | Call for Quote
QEV | EV Charger and associated parts | Call for Quote
QFLOORSTAND | Floorstand and accesory parts | Call for Quote
QFLSTGVL | Floorstand and associated parts used with a GVL | Call for Quote
QFLSTGVS | Floorstand and associated parts used with a GVS | Call for Quote
QGEN | Generators and associated parts | Call for Quote
QHYPERPOD | HyperPod ETO & Associated Parts | Call for Quote
QLIBATGVL | Lithium Battery Cabinet,and Associated Parts Used with a Galaxy VL | Call for Quote
QLIBATGVM | Lithium Ion Battery Cabinet and associated parts used with a Galaxy VM | Call for Quote
QLIBBBGVL | Lithium Ion Battery Breaker Box,and Associated Parts Used with a Galaxy GVL | Call for Quote
QLIBBBGVS | Lithium Ion Battery Breaker Box,and Associated Parts Used with a Galaxy GVS | Call for Quote
QOCPRACK | NetShelter OCP Scorpio Rack ETO and associated parts | Call for Quote
QPDU | Power Distribution Units, and associated parts | Call for Quote
QPFMI | 3rd party production IT module/AlO/Data Hall | Call for Quote
QRACKACC | Rack Accessory Cable Management ETO | Call for Quote
QRAPDU | Rack PDU 10000 Series Configured | Call for Quote
QRPDU | Custom Rackmount Power Distribution Unit and associated parts | Call for Quote
QSBP | Service Bypass Panels, and associated parts | Call for Quote
QSBPGVL | Service Bypass,and Associated Parts Used with a Galaxy VL | Call for Quote
QSBPGVM | Service Bypass Panels and Associated Parts Used with a Galaxy VM | Call for Quote
QSBPGVX | Service Bypass Panels and Associated Parts Used with a Galaxy VX | Call for Quote
QSBPPX | Service Bypass Panels and Associated Parts Used with a Symmetra PX | Call for Quote
QSG | Switchgear, and associated parts | Call for Quote
QSGG9T | Switchgear and Associated Parts Used with a Galaxy 9000 | Call for Quote
QSGGVX | Switchgear, and associated parts used with a Galaxy VX | Call for Quote
QSGPX | Switchgear and Associated Parts Used with a Symmetra PX | Call for Quote
QSXFSRACK | NetShelter SX Enclosure with Fire Suppression and Associated Parts | Call for Quote
QSXRACK | NetShelter SX Enclosure ETO and associated parts | Call for Quote
QTS | Transfer Switches, Static, Automatic, and assoc. parts | Call for Quote
QUPS | Custom Configured UPS and associated parts | Call for Quote
QWBESSPM | Battery Energy Storage Solution Annual Preventive Maintenance | Call for Quote
QWEDSPARTS | ED Spare Part Replacement Services | Call for Quote
QWEDSPROJECT | ED Cross BU Turnkey Services | Call for Quote
QWFWT | Third Party Performed Factory Witness Test | Call for Quote
QWNSC | EcoStruxure On-Site Partner Service Provided by a 3rd Party | Call for Quote
QWPFENG | Prefab Engineering Services 3rd Party | Call for Quote
QWPFSERV | Prefab Combined Support Services 3rd Party | Call for Quote
QWSFTWEKKSR | EcoStruxure On-Site Partner Service Provided by a 3rd Party | Call for Quote
QWVCLEAN | Third Party Data Center Equipment Cleaning Contract for Vendor Management Services | Call for Quote
QWVCOOL | Third Party Cooling System Maintenance Contract for Vendor Management Services | Call for Quote
QWVFIRE | Third Party Fire and Alarm System Maintenance Contract for Vendor Management Services | Call for Quote
QWVFIRESA | Third Party Fire System Maintenance Stand Alone Service for Vendor Management Services | Call for Quote
QWVGEN | Third Party Generator Maintenance Contract for Vendor Management Services | Call for Quote
QWVGENSA | Third Party Generator Maintenance Stand Alone Service for Vendor Management Services | Call for Quote
QWVMGRID | Third Party Microgrid Maintenance Contract for Vendor Management Services | Call for Quote
QWVMGRIDSA | Third Party Microgrid Stand Alone Service for Vendor Management Services | Call for Quote
QWVPARTS | Procurement of Third Party Parts for Vendor Management Services | Call for Quote
QWVSWGR | Third Party Switch Gear Maintenance Contract for Vendor Management Services | Call for Quote
QWVUPS | Third Party UPS Maintenance Contract for Vendor Management Services | Call for Quote
QWVUPSSA | Third Party UPS Maintenance Stand Alone Service for Vendor Management Services | Call for Quote
QWXBUASP | ITD XBU Advantage Service Plans | Call for Quote
QWXBUCON | ITD XBU Consulting Services | Call for Quote
QWXBUDIGBLDSRV | XBU Dig Bldgs Serv DBIBS EMDESE 3rd party | Call for Quote
QWXBUUSSO | ITD XBU Start Up, On Demand, and Training | Call for Quote
QXFMR | Transformers, and associated parts | Call for Quote
QXFMRE3M | Transformer Cabinet,and Associated Parts Used with an Easy UPS 3M | Call for Quote
QXFMRE6T | Transformers and Associated Parts Used with a EPS6000 | Call for Quote
QXFMRG3H | Transformers and Associated Parts Used with a Galaxy 300 | Call for Quote
QXFMRG5T | Transformers and Associated Parts Used with a Galaxy 5000 | Call for Quote
QXFMRG7T | Transformers and Associated Parts Used with a Galaxy 7000 | Call for Quote
QXFMRG9T | Transformers and Associated Parts Used with a Galaxy 9000 | Call for Quote
QXFMRGVL | Transformer Cabinet,and Associated Parts Used with a Galaxy VL | Call for Quote
QXFMRGVM | Transformers and Associated Parts Used with a Galaxy VM | Call for Quote
QXFMRGVX | Transformer Cabinets and associated parts used with a Galaxy VX | Call for Quote
QXFMRMW | Transformers and Associated Parts Used with a Symmetra MW | Call for Quote
QXFMRPX | Transformers and Associated Parts Used with a Symmetra PX | Call for Quote
RPDUBASQ | Adapted Basic rack PDU ETO , and Associated Parts | Call for Quote
RPDUMBOQ | Adapted Metered-by-outlet rack PDU ETO , and Associated Parts | Call for Quote
RPDUMETQ | Adapted Metered rack PDU ETO , and Associated Parts | Call for Quote
RPDUSWCHQ | Adapted Switched rack PDU ETO , and Associated Parts | Call for Quote
SFDCEVMTRL | Data Center Expert Virtual Appliance Trial Download | Call for Quote
SFDCEWEBSVC | Data Center Expert: Web Services | Call for Quote
SFTWAP94VMACT | Data Center Expert Subscription License for Virtual Machine Activation: 1 Year | 2660
SFTWAP90000 | Data Center Operation 1 Year Digital Energy Efficiency Subscription | 22500
SFTWAP95100 | Data Center Expert Subscription License for 100 Nodes: 1 Year | 2430
SFTWCHG100R-DIGI | EcoStruxure IT Advisor Change 100 Rack Subscription License | 17325
SFTWES25M-DIGI | EcoStruxure IT Expert 25 nodes 1 year billed monthly | 2340
SFTWES50M-DIGI | EcoStruxure IT Expert 50 nodes 1 year billed monthly | 4680
SFTWES75M-DIGI | EcoStruxure IT Expert 75 nodes 1 year billed monthly | 7020
SFTWESCSTM3Y-DIGI | EcoStruxure IT Expert Enterprise Subscription License: 3 Years | Call for Quote
SFTWIF500N-DIGI | Data Center Expert 500 Node License | 9715
SFTWOPS10R-DIGI | EcoStruxure IT Advisor 10 Rack Subscription License | 1095
SFTWOPS100R-DIGI | EcoStruxure IT Advisor 100 Rack Subscription License | 8685
SRVSL1KRARK | Schneider Easy UPS On-Line Li-Ion SRVL RT 1000VA 120V, with Rail Kit | 3050
SRVSL2KRARK | Schneider Easy UPS On-Line Li-Ion SRVL RT 2000VA 120V, with Rail Kit | 4520
SRVSL3KRARK | Schneider Easy UPS On-Line Li-Ion SRVL RT 3000VA 120V, with Rail Kit | 5995
STSAUXX | AUXILIARIES OPTIONS STS | Call for Quote
STSPM30 | POWER MODULE UPSILON STS 30AMPS | Call for Quote
STSPM160 | POWER MODULE UPSILON STS 160AMPS | Call for Quote
STSPM250 | POWER MODULE UPSILON STS 250AMPS | Call for Quote
STSPM400 | POWER MODULE UPSILON STS 400AMPS | Call for Quote
SWDCE5NSV-DIGI | Data Center Expert 5 Node Perpetual NetBotz Surveillance License | 1560
SWDCE10NIF-DIGI | Data Center Expert Perpetual License for 10 Nodes | 1170
SWDCE10NSV-DIGI | Data Center Expert 10 Node Perpetual NetBotz Surveillance License | 2665
SWDCE25NIF-DIGI | Data Center Expert Perpetual License for 25 Nodes | 2290
SWDCE25NSV-DIGI | Data Center Expert 25 Node Perpetual NetBotz Surveillance License | 6075
SWDCE100NIF-DIGI | Data Center Expert Perpetual License for 100 Nodes | 7635
SWDCE500NIF-DIGI | Data Center Expert Perpetual License for 500 Nodes | 31475
SWDCE1000NIF-DIGI | Data Center Expert Perpetual License for 1000 Nodes | 57740
SWDCEMODBUS-DIGI | Data Center Expert Perpetual Modbus License | 7070
SWDCEVMACT-DIGI | Data Center Expert Perpetual Virtual Machine Activation License | 3600
SWDCO1ITO-DIGI | EcoStruxure IT Advisor: IT Optimize 1 rack | 69
SWNMC3PDU-1Y-DIGI | NMC3 for 1-Ph rPDU - 1 Year Secure NMC Subscription​ | 40
SWNMC3PDU-2Y-DIGI | NMC3 for 1-Ph rPDU - 2 Year Secure NMC Subscription​ | 78
SWNMC3PDU-4Y-DIGI | NMC3 for 1-Ph rPDU - 4 Year Secure NMC Subscription​ | 146
SWNMC3SU-2Y-DIGI | NMC3 for Smart-UPS & 1-Ph Symmetra - 2 Year Secure NMC Subscription​ | 148
SWNMC3SU-4Y-DIGI | NMC3 for Smart-UPS & 1-Ph Symmetra - 4 Year Secure NMC Subscription​ | 279
SXRACKQ | Adapted Netshelter SX Enclosure ETO , and Associated Parts | Call for Quote
SYA4K8I | APC Symmetra LX 4kVA Scalable to 8kVA N+1, 220/230/240V or 380/400/415V | 15555
SYA4K8P | APC Symmetra LX 4kVA scalable to 8kVA N+1 Tower, 208/240V | 18725
SYA4K8RMI | APC Symmetra LX 4kVA Scalable to 8kVA N+1 Rack-mount, 220/230/240V or 380/400/415V | 18190
SYA4K8RMP | APC Symmetra LX 4kVA scalable to 8kVA N+1 Rack-mount, 208/240V | 20450
SYA8K8I | APC Symmetra LX 8kVA Scalable to 8kVA N+1 Tower, 220/230/240 or 380/400/415V | 22375
SYA8K8P | APC Symmetra LX 8kVA Scalable to 8kVA N+1 Tower, 208/240V | 24500
SYA8K8RMI | APC Symmetra LX 8kVA Scalable to 8kVA N+1 Rack-mount, 220/230/240V or 380/400/415V | 23720
SYA8K8RMP | APC Symmetra LX 8kVA Scalable to 8kVA N+1 Rack-mount, 208/240V | 27540
SYA8K16I | APC Symmetra LX 8kVA Scalable to 16kVA N+1 Tower, 220/230/240V or 480/400/415V | 21215
SYA8K16IXR | APC Symmetra LX 8kVA Scalable to 16kVA N+1 Ext. Run Tower, 220/230/240V or 380/400/415V | 36450
SYA8K16JXR | APC Symmetra LX 8kVA scalable to 16kVA N+1 Ext. Run Tower, 200V | 38960
SYA8K16P | APC Symmetra LX 8kVA Scalable to 16kVA N+1, Tower 208/240V | 24375
SYA8K16PXR | APC Symmetra LX 8kVA Scalable to 16kVA N+1 Ext. Run Tower, 208/240V | 40575
SYA8K16RMI | APC Symmetra LX 8kVA Scalable to 16kVA N+1 Rack-mount, 220/230/240V or 380/400/415V | 23495
SYA8K16RMP | APC Symmetra LX 8kVA Scalable to 16kVA N+1 Rack-mount, 208/240V | 25660
SYA12K16I | APC Symmetra LX 12kVA scalable to 16kVA N+1 Tower, 220/230/240V or 380/400/415V | 28085
SYA12K16IXR | APC Symmetra LX 12kVA scalable to 16kVA N+1 Ext. Run Tower, 220/230/240V or 380/400/415V | 38295
SYA12K16P | APC Symmetra LX 12kVA scalable to 16kVA N+1 Tower | 30805
SYA12K16PXR | APC Symmetra LX 12kVA Scalable to 16kVA N+1 Ext. Run Tower, 208/240V | 45425
SYA12K16RMI | APC Symmetra LX 12kVA Scalable to 16kVA N+1 Rack-mount, 220/230/240V or 380/400/415V | 29465
SYA12K16RMP | APC Symmetra LX 12kVA Scalable to 16kVA N+1 Rack-mount, 208/240V | 33220
SYA16K16I | APC Symmetra LX 16kVA Scalable to 16kVA N+1 Tower, 220/230/240V or 380/400/415V | 35690
SYA16K16IXR | APC Symmetra LX 16kVA Scalable to 16kVA N+1 Ext. Run Tower, 220/230/240V or 380/400/415V | 47500
SYA16K16P | APC Symmetra LX 16kVA Scalable to 16kVA N+1 Tower, 208/240V | 38025
SYA16K16PXR | APC Symmetra LX 16kVA Scalable to 16kVA N+1 Ext. Run Tower, 208/240V | 51030
SYA16K16RMI | APC Symmetra LX 16kVA Scalable to 16kVA N+1 Rack-mount, 220/230/240V or 380/400/415V | 36810
SYA16K16RMP | APC Symmetra LX 16kVA Scalable to 16kVA N+1 Rack-mount, 208/240V | 40040
SYAF8KRMI | APC SYMMETRA LX 8KVA N+1 Rack-mount FRAME, 220/230/240V OR 380/400/415V | 10580
SYAF8KRMT | APC SYMMETRA LX 8KVA N+1 Rack-Mount FRAME, 208/240V | 13925
SYAF8KT | APC SYMMETRA LX 8KVA N+1 TOWER FRAME, 208/240V | 11110
SYAF16KBXRMT | APC Symmetra LX 16kVA N+1 Rack-mount Frame, 208/240V, no mounting rails, no outlets | 10420
SYAF16KI | APC Symmetra LX 16kVA N+1 Tower Frame, 220/230/240V or 380/400/415V | 9810
SYAF16KRMI | APC SYMMETRA LX 16kVA N+1 Rack-mount Frame, 220/230/240V OR 380/400/415V | 10295
SYAF16KRMT | APC Symmetra LX 16kVA N+1 Rack-mount Frame, 208/240V | 19840
SYAF16KT | APC Symmetra LX 16kVA N+1 Tower Frame, 208/240V | 11765
SYAF16KXR9I | APC Symmetra LX 16kVA N+1 Ext. Run Tower Frame, 220/230/240V or 380/400/415V | 17270
SYAF16KXR9T | APC Symmetra LX 16kVA N+1 Extended Run Tower Frame, 208V | 16760
SYCBTMON | Symmetra PX Battery Monitoring Card | 857
TM172SIG | Modicon M172 Secure Interface for a Cybersecure IoT. Gateway version | 540
TMRX | TRANSVERSAL EQUIPMENT OPTIONS | Call for Quote
VDIM33174 | PATCHING FRAME OVERHEAD 19INCH 4U | 297
W1YONSITENBD-AD-01 | 1 YR NBD On-Site Upgrade to Factory Wty with Monitoring & Dispatch (SmartConnect or NMC required) | 148
W1YONSITENBD-AD-02 | 1 YR NBD On-Site Upgrade to Factory Wty with Monitoring & Dispatch (SmartConnect or NMC required) | 148
W1YONSITENBD-AD-03 | 1 YR NBD On-Site Upgrade to Factory Wty with Monitoring & Dispatch (SmartConnect or NMC required) | 193
W1YONSITENBD-AD-04 | 1 YR NBD On-Site Upgrade to Factory Wty with Monitoring & Dispatch (SmartConnect or NMC required) | 342
W1YONSITENBD-SD-01 | 1 YR NBD On-Site Upgrade to Factory Wty with Monitoring & Dispatch (SmartConnect or NMC required) | 148
W1YONSITENBD-SD-02 | 1 YR NBD On-Site Upgrade to Factory Wty with Monitoring & Dispatch (SmartConnect or NMC required) | 148
W1YONSITENBD-SD-03 | 1 YR NBD On-Site Upgrade to Factory Wty with Monitoring & Dispatch (SmartConnect or NMC required) | 193
W1YONSITENBD-SD-04 | 1 YR NBD On-Site Upgrade to Factory Wty with Monitoring & Dispatch (SmartConnect or NMC required) | 342
W1YONSITENBD-SD-05 | 1 YR NBD On-Site Upgrade to Factory Wty with Monitoring & Dispatch (SmartConnect or NMC required) | 771
W1YONSITENBD-SD-06 | 1 YR NBD On-Site Upgrade to Factory Wty with Monitoring & Dispatch (SmartConnect or NMC required) | 891
W1YONSITENBD-SD-07 | 1 YR NBD On-Site Upgrade to Factory Wty with Monitoring & Dispatch (SmartConnect or NMC required) | 1025
W1YONSITENBD-SD-08 | 1 YR NBD On-Site Upgrade to Factory Wty with Monitoring & Dispatch (SmartConnect or NMC required) | 1080
W3YONSITENBD-SD-01 | 3 YR NBD On-Site Upgrade to Factory Wty with Monitoring & Dispatch (SmartConnect or NMC required) | 438
W3YONSITENBD-SD-02 | 3 YR NBD On-Site Upgrade to Factory Wty with Monitoring & Dispatch (SmartConnect or NMC required) | 438
W3YONSITENBD-SD-03 | 3 YR NBD On-Site Upgrade to Factory Wty with Monitoring & Dispatch (SmartConnect or NMC required) | 566
W3YONSITENBD-SD-04 | 3 YR NBD On-Site Upgrade to Factory Wty with Monitoring & Dispatch (SmartConnect or NMC required) | 1010
W3YONSITENBD-SD-05 | 3 YR NBD On-Site Upgrade to Factory Wty with Monitoring & Dispatch (SmartConnect or NMC required) | 2270
W3YONSITENBD-SD-06 | 3 YR NBD On-Site Upgrade to Factory Wty with Monitoring & Dispatch (SmartConnect or NMC required) | 2620
W3YONSITENBD-SD-07 | 3 YR NBD On-Site Upgrade to Factory Wty with Monitoring & Dispatch (SmartConnect or NMC required) | 3005
W3YONSITENBD-SD-08 | 3 YR NBD On-Site Upgrade to Factory Wty with Monitoring & Dispatch (SmartConnect or NMC required) | 3170
WACFSURD100-SPL2 | ACRD100 LEVEL 2 SPARE PARTS KIT | 13685
WACFSURD100-SPL3 | ACRD100 LEVEL 3 SPARE PARTS KIT | 23665
WACFSURD100/101-SPL1 | ACRD100/101 LEVEL 1 SPARE PARTS KIT | 3695
WACFSURD101-SPL2 | ACRD101 LEVEL 2 SPARE PARTS KIT | 13570
WACFSURD101-SPL3 | ACRD101 LEVEL 3 SPARE PARTS KIT | 27830
WACFSURD200-SPL2 | ACRD200 LEVEL 2 SPARE PARTS KIT | 15335
WACFSURD200-SPL3 | ACRD200 LEVEL 3 SPARE PARTS KIT | 26185
WACFSURD200/201-SPL2 | ACRD200/201 LEVEL 2 SPARE PARTS KIT | 16815
WACFSURD201-SPL2 | ACRD201 LEVEL 2 SPARE PARTS KIT | 15930
WACFSURD201-SPL3 | ACRD201 LEVEL 3 SPARE PARTS KIT | 26290
WACOUTCAP-E6-C2 | (1) Complete AC Output Capacitor Replacement Service Labor for (1) EPS 6000 UPS 750-800 kVA | 4260
WADV1PEAA | 1 Yr Advantage EAA Prevent Service Plan for (1) 1P UPS up to 10kVA | 261
WADV1PEAAPLUS | 1 Yr Advantage EcoStruxure Asset Advisor Plus Predict Srvc for (1) 1P UPS up to 10kVA | 492
WADVEAA-AA-02 | 1 Yr Advantage EAA Prevent Service Plan for (1) 3P UPS 41 to 150kVA | 339
WADVEAA-AA-03 | 1 Yr Advantage EAA Prevent Service Plan for (1) 3P UPS 151 to 500kVA | 359
WADVEAA-AA-04 | 1 Yr Advantage EAA Prevent Service Plan for (1) 3P UPS 501kVA or greater | 359
WADVEAA-AX-00 | 1 Yr Advantage EAA Prevent Service Plan for (1) In Row Cooling Unit | 339
WADVEAA-TP-00 | 1 Yr Advantage EAA Prevent Service Plan for (1) Third Party Device | 261
WADVEAA-UF-00 | 1 Yr Advantage EAA Prevent Service Plan for (1) In Room Cooling Unit | 339
WADVEAAC-UF-00 | 1 Yr Advantage EAA Prevent Service Plan for (1) Chiller | 359
WADVEAACPLUS-UF-00 | 1 Yr Advantage EcoStruxure Asset Advisor Plus Predict Service for (1) Chiller | 596
WADVEAAPLUS-AA-01 | 1 Yr Advantage EAA Plus Predict Srvc for (1) 1 or 3P UPS 10 - 40kVA, Batt Frm, PDU or Acc. | 719
WADVEAAPLUS-AA-02 | 1 Yr Advantage EcoStruxure Asset Advisor Plus Predict Service for (1) 3P UPS 41 to 150kVA | 807
WADVEAAPLUS-AA-03 | 1 Yr Advantage EcoStruxure Asset Advisor Plus Predict Service for (1) 3P UPS 151 to 500kVA | 861
WADVEAAPLUS-AA-04 | 1 Yr Advantage EcoStruxure Asset Advisor Plus Predict Service for (1) 3P UPS 501kVA or greater | 861
WADVEAAPLUS-AX-00 | 1 Yr Advantage EcoStruxure Asset Advisor Plus Predict Service for (1) In Row Cooling Unit | 560
WADVEAAPLUS-UF-00 | 1 Yr Advantage EcoStruxure Asset Advisor Plus Predict Service for (1) In Room Cooling Unit | 560
WADVPLUS1AISP-01 | Advantage Plus Service Plan for All-In-One with Easy 3S, DX cooling, up to 20KW | 38250
WADVPLUS1AISP-02 | Advantage Plus Service Plan for All-In-One with Easy 3S, DX cooling, up to 40KW | 46600
WADVPLUS1BISP-01 | Advantage Plus Service Plan for All-In-One with Easy 3S, CW cooling, up to 20KW | 23345
WADVPLUS1BISP-02 | Advantage Plus Service Plan for All-In-One with Easy 3S, CW cooling, up to 40KW | 26330
WADVPLUS2AISP-01 | Advantage Plus Service Plan for All-In-One with Symmetra PX, DX cooling, up to 20KW | 38800
WADVPLUS2AISP-02 | Advantage Plus Service Plan for All-In-One with Symmetra PX, DX cooling, up to 40KW | 48960
WADVPLUS2AISP-03 | Advantage Plus Service Plan for All-In-One with Symmetra PX, DX cooling, up to 60KW | 44435
WADVPLUS2AISP-04 | Advantage Plus Service Plan for All-In-One with Symmetra PX, DX cooling, up to 80KW | 54380
WADVPLUS2AISP-05 | Advantage Plus Service Plan for All-In-One with Symmetra PX, DX cooling, up to 100KW | 61390
WADVPLUS2AISP-06 | Advantage Plus Service Plan for All-In-One with Symmetra PX, DX cooling, up to 120KW | 65525
WADVPLUS2AISP-07 | Advantage Plus Service Plan for All-In-One with Symmetra PX, DX cooling, up to 140KW | 65525
WADVPLUS2AISP-08 | Advantage Plus Service Plan for All-In-One with Symmetra PX, DX cooling, up to 160KW | 73810
WADVPLUS2BISP-01 | Advantage Plus Service Plan for All-In-One with Symmetra PX, CW cooling, up to 20KW | 29225
WADVPLUS2BISP-02 | Advantage Plus Service Plan for All-In-One with Symmetra PX, CW cooling, up to 40KW | 30600
WADVPLUS2BISP-03 | Advantage Plus Service Plan for All-In-One with Symmetra PX, CW cooling, up to 60KW | 38905
WADVPLUS2BISP-04 | Advantage Plus Service Plan for All-In-One with Symmetra PX, CW cooling, up to 80KW | 38270
WADVPLUS2BISP-05 | Advantage Plus Service Plan for All-In-One with Symmetra PX, CW cooling, up to 100KW | 38270
WADVPLUS2BISP-06 | Advantage Plus Service Plan for All-In-One with Symmetra PX, CW cooling, up to 120KW | 40455
WADVPLUS2BISP-07 | Advantage Plus Service Plan for All-In-One with Symmetra PX, CW cooling, up to 140KW | 42625
WADVPLUS2BISP-08 | Advantage Plus Service Plan for All-In-One with Symmetra PX, CW cooling, up to 160KW | 52420
WADVPLUS3AISP-01 | Advantage Plus Service Plan for All-In-One with Galaxy VS, DX cooling, up to 20KW | 36365
WADVPLUS3AISP-02 | Advantage Plus Service Plan for All-In-One with Galaxy VS, DX cooling, up to 40KW | 44445
WADVPLUS3AISP-03 | Advantage Plus Service Plan for All-In-One with Galaxy VS, DX cooling, up to 60KW | 40405
WADVPLUS3AISP-04 | Advantage Plus Service Plan for All-In-One with Galaxy VS, DX cooling, up to 80KW | 47410
WADVPLUS3AISP-05 | Advantage Plus Service Plan for All-In-One with Galaxy VS, DX cooling, up to 100KW | 48755
WADVPLUS3AISP-06 | Advantage Plus Service Plan for All-In-One with Galaxy VS, DX cooling, up to 120KW | 55490
WADVPLUS3AISP-07 | Advantage Plus Service Plan for All-In-One with Galaxy VS, DX cooling, up to 140KW | 55490
WADVPLUS3BISP-01 | Advantage Plus Service Plan for All-In-One with Galaxy VS, CW cooling, up to 20KW | 23750
WADVPLUS3BISP-02 | Advantage Plus Service Plan for All-In-One with Galaxy VS, CW cooling, up to 40KW | 27790
WADVPLUS3BISP-03 | Advantage Plus Service Plan for All-In-One with Galaxy VS, CW cooling, up to 60KW | 32635
WADVPLUS3BISP-04 | Advantage Plus Service Plan for All-In-One with Galaxy VS, CW cooling, up to 80KW | 31900
WADVPLUS3BISP-05 | Advantage Plus Service Plan for All-In-One with Galaxy VS, CW cooling, up to 100KW | 33175
WADVPLUS3BISP-06 | Advantage Plus Service Plan for All-In-One with Galaxy VS, CW cooling, up to 120KW | 48535
WADVPLUS3BISP-07 | Advantage Plus Service Plan for All-In-One with Galaxy VS, CW cooling, up to 140KW | 56830
WADVPLUS4AISP-03 | Advantage Plus Service Plan for All-In-One with Easy 3M, DX cooling, up to 60KW | 42290
WADVPLUS4AISP-04 | Advantage Plus Service Plan for All-In-One with Easy3M, DX cooling, up to 80KW | 49295
WADVPLUS4AISP-05 | Advantage Plus Service Plan for All-In-One with Easy 3M, DX cooling, up to 100KW | 50640
WADVPLUS4AISP-06 | Advantage Plus Service Plan for All-In-One with Easy 3M, DX cooling, up to 120KW | 56570
WADVPLUS4AISP-07 | Advantage Plus Service Plan for All-In-One with Easy 3M, DX cooling, up to 140KW | 56570
WADVPLUS4AISP-08 | Advantage Plus Service Plan for All-In-One with Easy 3M, DX cooling, up to 160KW | 76770
WADVPLUS4AISP-09 | Advantage Plus Service Plan for All-In-One with Easy 3M, DX cooling, up to 180KW | 83505
WADVPLUS4AISP-10 | Advantage Plus Service Plan for All-In-One with Easy 3M, DX cooling, up to 200KW | 97240
WADVPLUS4BISP-03 | Advantage Plus Service Plan for All-In-One with Easy 3M, CW cooling, up to 60KW | 31510
WADVPLUS4BISP-04 | Advantage Plus Service Plan for All-In-One with Easy 3M, CW cooling, up to 80KW | 34875
WADVPLUS4BISP-05 | Advantage Plus Service Plan for All-In-One with Easy 3M, CW cooling, up to 100KW | 45870
WADVPLUS4BISP-06 | Advantage Plus Service Plan for All-In-One with Easy 3M, CW cooling, up to 120KW | 47975
WADVPLUS4BISP-07 | Advantage Plus Service Plan for All-In-One with Easy 3M, CW cooling, up to 140KW | 53400
WADVPLUS4BISP-08 | Advantage Plus Service Plan for All-In-One with Easy 3M, CW cooling, up to 160KW | 48680
WADVPLUS4BISP-09 | Advantage Plus Service Plan for All-In-One with Easy 3M, CW cooling, up to 180KW | 47505
WADVPLUS4BISP-10 | Advantage Plus Service Plan for All-In-One with Easy 3M, CW cooling, up to 200KW | 54265
WADVPLUS6APSP-13 | Advantage Plus Service Plan for Power Module with Galaxy VL, DX cooling, up to 250KW | 42070
WADVPLUS6APSP-14 | Advantage Plus Service Plan for Power Module with Galaxy VL, DX cooling, up to 500KW | 49950
WADVPLUS6APSP-15 | Advantage Plus Service Plan for Power Module with Galaxy VL, DX cooling, up to 750KW | 74355
WADVPLUS6APSP-16 | Advantage Plus Service Plan for Power Module with Galaxy VL, DX cooling, up to 1000KW | 82815
WADVPLUS6APSP-17 | Advantage Plus Service Plan for Power Module with Galaxy VL, DX cooling, up to 1250KW | 99750
WADVPLUS6APSP-18 | Advantage Plus Service Plan for Power Module with Galaxy VL, DX cooling, up to 1500KW | 106655
WADVPLUS6APSP-19 | Advantage Plus Service Plan for Power Module with Galaxy VL, DX cooling, up to 1750KW | 104665
WADVPLUS6APSP-20 | Advantage Plus Service Plan for Power Module with Galaxy VL, DX cooling, up to 2000KW | 112125
WADVPLUS6CPSP-13 | Advantage Plus Service Plan for Power Module with Galaxy VL, CRAC cooling, up to 250KW | 40950
WADVPLUS6CPSP-14 | Advantage Plus Service Plan for Power Module with Galaxy VL, DX cooling, up to 500KW | 42755
WADVPLUS6CPSP-15 | Advantage Plus Service Plan for Power Module with Galaxy VL, CRAC cooling, up to 750KW | 47780
WADVPLUS6CPSP-16 | Advantage Plus Service Plan for Power Module with Galaxy VL, CRAC cooling, up to 1000KW | 49580
WADVPLUS6CPSP-17 | Advantage Plus Service Plan for Power Module with Galaxy VL, CRAC cooling, up to 1250KW | 52995
WADVPLUS6CPSP-18 | Advantage Plus Service Plan for Power Module with Galaxy VL, CRAC cooling, up to 1500KW | 55335
WADVPLUS6CPSP-19 | Advantage Plus Service Plan for Power Module with Galaxy VL, CRAC cooling, up to 1750KW | 71140
WADVPLUS6CPSP-20 | Advantage Plus Service Plan for Power Module with Galaxy VL, CRAC cooling, up to 2000KW | 75120
WADVPLUS7APSP-13 | Advantage Plus Service Plan for Power Module with Galaxy VX, DX cooling, up to 250KW | 41220
WADVPLUS7APSP-14 | Advantage Plus Service Plan for Power Module with Galaxy VX, DX cooling, up to 500KW | 52190
WADVPLUS7APSP-15 | Advantage Plus Service Plan for Power Module with Galaxy VX, DX cooling, up to 750KW | 66430
WADVPLUS7APSP-16 | Advantage Plus Service Plan for Power Module with Galaxy VX, DX cooling, up to 1000KW | 71955
WADVPLUS7APSP-17 | Advantage Plus Service Plan for Power Module with Galaxy VX, DX cooling, up to 1250KW | 87910
WADVPLUS7APSP-18 | Advantage Plus Service Plan for Power Module with Galaxy VX, DX cooling, up to 1500KW | 96745
WADVPLUS7APSP-19 | Advantage Plus Service Plan for Power Module with Galaxy VX, DX cooling, up to 1750KW | 105495
WADVPLUS7APSP-20 | Advantage Plus Service Plan for Power Module with Galaxy VX, DX cooling, up to 2000KW | 112950
WADVPLUS7CPSP-13 | Advantage Plus Service Plan for Power Module with Galaxy VX, CRAC cooling, up to 250KW | 42745
WADVPLUS7CPSP-14 | Advantage Plus Service Plan for Power Module with Galaxy VX, DX cooling, up to 500KW | 46250
WADVPLUS7CPSP-15 | Advantage Plus Service Plan for Power Module with Galaxy VX, CRAC cooling, up to 750KW | 48585
WADVPLUS7CPSP-16 | Advantage Plus Service Plan for Power Module with Galaxy VX, CRAC cooling, up to 1000KW | 48450
WADVPLUS7CPSP-17 | Advantage Plus Service Plan for Power Module with Galaxy VX, CRAC cooling, up to 1250KW | 52185
WADVPLUS7CPSP-18 | Advantage Plus Service Plan for Power Module with Galaxy VX, CRAC cooling, up to 1500KW | 51910
WADVPLUS7CPSP-19 | Advantage Plus Service Plan for Power Module with Galaxy VX, CRAC cooling, up to 1750KW | 58340
WADVPLUS7CPSP-20 | Advantage Plus Service Plan for Power Module with Galaxy VX, CRAC cooling, up to 2000KW | 66310
WADVPLUS-AE-25 | (1) Year Advantage Plus Service Plan for (1) IAEC25 250Kw Cooling Unit | 7930
WADVPLUS-AE-50 | (1) Year Advantage Plus Service Plan for (1) IAEC50 500Kw Cooling Unit | 12185
WADVPLUS-E6-22 | (1) Year Advantage Plus Service Plan for (1) EPS 6000 150 to 225 kVA UPS | 10050
WADVPLUS-E6-37 | (1) Year Advantage Plus Service Plan for (1) EPS 6000 300 to 375 kVA UPS | 9700
WADVPLUS-E6-62 | (1) Year Advantage Plus Service Plan for (1) EPS 6000 500 to 625 kVA UPS | 15060
WADVPLUS-E6-80 | (1) Year Advantage Plus Service Plan for (1) EPS 6000 750 to 800 kVA UPS | 15580
WADVPLUS-E8-10 | (1) Year Advantage Plus Service Plan for (1) EPS 8000 1000 kVA UPS | 12975
WADVPLUS-E8-11 | (1) Year Advantage Plus Service Plan for (1) EPS 8000 1100 to 1125 kVA UPS | 13050
WADVPLUS-E8-62 | (1) Year Advantage Plus Service Plan for (1) EPS 8000 555 kVA UPS | 9910
WADVPLUS-E8-80 | (1) Year Advantage Plus Service Plan for (1) EPS 8000 625 to 800 kVA UPS | 11095
WADVPLUS-ES-60 | (1) Year Advantage Plus Service Plan for (1) Epsilon 200 to 600A | 5260
WADVPLUS-G3-21 | (1) Year Advantage Plus Service Plan for (1) Galaxy 3500 or SUVT 10-15 kVA UPS | 2980
WADVPLUS-G3-22 | (1) Year Advantage Plus Service Plan for (1) Galaxy 3500 or SUVT 20 kVA UPS | 3755
WADVPLUS-G3-23 | (1) Year Advantage Plus Service Plan for (1) Galaxy 3500 or SUVT 30 kVA UPS | 4280
WADVPLUS-G3-24 | (1) Year Advantage Plus Service Plan for (1) Galaxy 3500 or SUVT 40 kVA UPS | 4535
WADVPLUS-G5-13 | (1) Year Advantage Plus Service Plan for (1) Galaxy 5000/5500 81 to 130 kVA UPS | 6760
WADVPLUS-G5-81 | (1) Year Advantage Plus Service Plan for (1) Galaxy 5000/5500 41 to 80 kVA UPS | 5670
WADVPLUS-GP-12 | (1) Year Advantage Plus Service Plan for (1) Galaxy PW or PWI 80 to 130 kVA UPS | 6950
WADVPLUS-GP-15 | (1) Year Advantage Plus Service Plan for (1) Galaxy PW 150 or 180 or PWI 160kVA UPS | 7230
WADVPLUS-GP-20 | (1) Year Advantage Plus Service Plan for (1) Galaxy PW 160 or 200 or PWI 200 kVA UPS | 8300
WADVPLUS-GP-22 | (1) Year Advantage Plus Service Plan for (1) Galaxy PW 225 kVA UPS | 8300
WADVPLUS-GT-40 | (1) Year Advantage PLUS Service Plan for (1) PXC 30 - 40 kVA UPS | Call for Quote
WADVPLUS-MP-00 | (1) Year Advantage Plus Service Plan for (1) MGE product | Call for Quote
WADVPLUS-MW-09 | (1) Year Advantage Plus Service Plan for (1) Symmetra MW 400kVA | 8940
WADVPLUS-MW-10 | (1) Year Advantage Plus Service Plan for (1) Symmetra MW 600kVA | 10935
WADVPLUS-MW-11 | (1) Year Advantage Plus Service Plan for (1) Symmetra MW 800kVA | 12660
WADVPLUS-MW-12 | (1) Year Advantage Plus Service Plan for (1) Symmetra MW 1000kVA | 14665
WADVPLUS-MW-13 | (1) Year Advantage Plus Service Plan for (1) Symmetra MW 1200kVA | 16600
WADVPLUS-MW-14 | (1) Year Advantage Plus Service Plan for (1) Symmetra MW 1400kVA | 17450
WADVPLUS-MW-15 | (1) Year Advantage Plus Service Plan for (1) Symmetra MW 1600kVA | 18145
WADVPLUS-NX-81 | (1) Year Advantage Plus Service Plan for (1) SY 100 to 250 kVA UPS, (2) XR Frames and PDU | 12715
WADVPLUS-NX-82 | (1) Year Advantage Plus Service Plan for (1) SY 200 kVA UPS, (2) XR Frames and PDU | 14780
WADVPLUS-NX-83 | 1 Year Advantage Plus Service Plan for (1) External Battery Frame for Symmetra 250/500 kW | 1860
WADVPLUS-NX-84 | (1) Year Advantage Plus Service Plan for (1) SY 250 kVA UPS, (2) XR Frames and PDU | 15935
WADVPLUS-NX-85 | (1) Year Advantage Plus Service Plan for (1) SY 300 kVA UPS, (4) XR Frames and PDU | 17180
WADVPLUS-NX-86 | (1) Year Advantage Plus Service Plan for (1) SY 400 kVA UPS, (4) XR Frames and PDU | 19165
WADVPLUS-NX-87 | (1) Year Advantage Plus Service Plan for (1) SY 500 kVA UPS, (4) XR Frames and PDU | 22175
WADVPLUS-PD-20 | (1) Year Advantage Plus Service Plan for (1) 5U Rack Distribution Panel | 1015
WADVPLUS-PD-30 | (1) Yr Advantage Plus Service Plan for (1) 1/2 Rack Remote or (1) Modular Power Panel | 1935
WADVPLUS-PD-50 | (1) Year Advantage Plus Service Plan for (1) InfraStruxure 60kVA / 150kVA PDU | 2680
WADVPLUS-PM-30 | (1) Year Advantage Plus Service Plan for (1) PMM 30 to 300 Amp | 2505
WADVPLUS-PX-21 | (1) Year Advantage Plus Service Plan for (1) Symmetra PX UPS 10kVA 40 and/or PDU | 4335
WADVPLUS-PX-22 | (1) Year Advantage Plus Service Plan for (1) Symmetra PX UPS 20kVA 40 and/or PDU | 4625
WADVPLUS-PX-23 | (1) Year Advantage Plus Service Plan for (1) Symmetra PX UPS 30kVA 40 and/or PDU | 4915
WADVPLUS-PX-24 | (1) Year Advantage Plus Service Plan for (1) Symmetra PX UPS 40kVA 40 and/or PDU | 5055
WADVPLUS-PX-31 | (1) Year Advantage Plus Service Plan for (1) Symmetra PX UPS 10kVA 80 or 100 frame UPS and/or PDU | 5345
WADVPLUS-PX-32 | (1) Year Advantage Plus Service Plan for (1) Symmetra PX UPS 20kVA 80 or 100 frame UPS and/or PDU | 5575
WADVPLUS-PX-33 | (1) Year Advantage Plus Service Plan for (1) Symmetra PX UPS 30kVA 80 or 100 frame UPS and/or PDU | 5980
WADVPLUS-PX-34 | (1) Year Advantage Plus Service Plan for (1) Symmetra PX UPS 40kVA 80 or 100 frame UPS and/or PDU | 6355
WADVPLUS-PX-35 | (1) Year Advantage Plus Service Plan for (1) Symmetra PX UPS 50kVA 80 or 100 frame UPS and/or PDU | 6765
WADVPLUS-PX-36 | (1) Year Advantage Plus Service Plan for (1) Symmetra PX UPS 60kVA 80 or 100 frame UPS and/or PDU | 7145
WADVPLUS-PX-37 | (1) Year Advantage Plus Service Plan for (1) Symmetra PX UPS 70kVA 80 or 100 frame UPS and/or PDU | 7535
WADVPLUS-PX-38 | (1) Year Advantage Plus Service Plan for (1) Symmetra PX UPS 80kVA 80 or 100 frame UPS and/or PDU | 7945
WADVPLUS-PX-40 | (1) Year Advantage Plus Service Plan for (1) PX RDP | 1430
WADVPLUS-PX-41 | (1) Year Advantage Plus Service Plan for (1) Symmetra PX UPS 100kVA 100 and/or PDU | 9455
WADVPLUS-VL-200 | (1) Yr Advantage Plus Service Plan for (1) Galaxy VL 200kW UPS | 7630
WADVPLUS-VL-300 | (1) Yr Advantage Plus Service Plan for (1) Galaxy VL 300kW UPS | 7970
WADVPLUS-VL-400 | (1) Yr Advantage Plus Service Plan for (1) Galaxy VL 400kW UPS | 8310
WADVPLUS-VL-500 | (1) Yr Advantage Plus Service Plan for (1) Galaxy VL 500kW UPS | 8655
WADVPLUS-VM-18 | (1) Yr Advantage Plus Service Plan for Galaxy VM 160 to 181kVA UPS, Single or Parrallel Config | 7045
WADVPLUS-VS1-A15 | (1) Yr Advantage Plus Service Plan for (1) Galaxy VS 10 to 15kW 208V UPS | 4215
WADVPLUS-VS1-A30 | (1) Yr Advantage Plus Service Plan for (1) Galaxy VS 30kW UPS | 4215
WADVPLUS-VS1-A40 | (1) Yr Advantage Plus Service Plan for (1) Galaxy VS 40kW UPS | 4215
WADVPLUS-VS1-A50 | (1) Yr Advantage Plus Service Plan for (1) Galaxy VS 50kW 400 or 480V UPS | 4215
WADVPLUS-VS2-A40 | (1) Yr Advantage Plus Service Plan for (1) Galaxy VS 10 to 15kW UPS | 4610
WADVPLUS-VS2-A41 | (1) Yr Advantage Plus Service Plan for (1) Galaxy VS 20 to 25kW UPS | 4610
WADVPLUS-VS2-A50 | (1) Yr Advantage Plus Service Plan for (1) Galaxy VS 30 to 50kW 208V UPS | 4480
WADVPLUS-VS2-A60 | (1) Yr Advantage Plus Service Plan for (1) Galaxy VS 60kW UPS | 4480
WADVPLUS-VS3-A75 | (1) Yr Advantage Plus Service Plan for (1) Galaxy VS 60 to 80kVA UPS | 5145
WADVPLUS-VS3-A150 | (1) Yr Advantage Plus Service Plan for (1) Galaxy VS 100 to 150kVA UPS | 5420
WADVPLUS-VX-50 | (1) Yr Advantage Plus Service Plan for (1) Galaxy VX 500 Scalable to 750kVA UPS | 7350
WADVPLUS-VX-51 | (1) Yr Advantage Plus Service Plan for (1) Galaxy VX 500kVA UPS | 6865
WADVPLUS-VX-52 | (1) Yr Advantage Plus Service Plan for (1) Galaxy VX 500kVA N+1 Redundant UPS | 9865
WADVPLUS-VX-53 | (1) Yr Advantage Plus Service Plan for (1) Galaxy VX 500 Scalable to 1000kVA UPS | 6865
WADVPLUS-VX-54 | (1) Yr Advantage Plus Service Plan for (1) Galaxy VX 500 Scalable to 1250kVA UPS | 6865
WADVPLUS-VX-55 | (1) Yr Advantage Plus Service Plan for (1) Galaxy VX 500 Scalable to 1500kVA UPS | 6865
WADVPLUS-VX-62 | (1) Yr Advantage Plus Service Plan for (1) Galaxy VX 625kVA UPS | 8045
WADVPLUS-VX-63 | (1) Yr Advantage Plus Service Plan for (1) Galaxy VX 625kVA N+1 Redundant UPS | 10110
WADVPLUS-VX-64 | (1) Yr Advantage Plus Service Plan for (1) Galaxy VX 625 Scalable to 1000kVA UPS | 7720
WADVPLUS-VX-75 | (1) Yr Advantage Plus Service Plan for (1) Galaxy VX 750kVA UPS | 10340
WADVPLUS-VX-76 | (1) Yr Advantage Plus Service Plan for (1) Galaxy VX 750kVA N+1 Redundant UPS | 10570
WADVPLUS-VX-77 | (1) Yr Advantage Plus Service Plan for (1) Galaxy VX 750 Scalable to 1000kVA UPS | 9865
WADVPLUS-VX-78 | (1) Yr Advantage Plus Service Plan for (1) Galaxy VX 750 Scalable to 1250kVA UPS | 9865
WADVPLUS-VX-79 | (1) Yr Advantage Plus Service Plan for (1) Galaxy VX 750 Scalable to 1500kVA UPS | 9865
WADVPLUS-VX-100 | (1) Yr Advantage Plus Service Plan for (1) Galaxy VX 1000kVA UPS | 11150
WADVPLUS-VX-101 | (1) Yr Advantage Plus Service Plan for (1) Galaxy VX 1000kVA N+1 Redundant UPS | 12005
WADVPLUS-VX-102 | (1) Yr Advantage Plus Service Plan for (1) Galaxy VX 1000 Scalable to 1250kVA UPS | 12435
WADVPLUS-VX-103 | (1) Yr Advantage Plus Service Plan for (1) Galaxy VX 1000 Scalable to 1500kVA UPS | 12865
WADVPLUS-VX-120 | (1) Yr Advantage Plus Service Plan for (1) Galaxy VX 1250kVA UPS | 12435
WADVPLUS-VX-121 | (1) Yr Advantage Plus Service Plan for (1) Galaxy VX 1250kVA N+1 Redundant UPS | 12865
WADVPLUS-VX-122 | (1) Yr Advantage Plus Service Plan for (1) Galaxy VX 1250 Scalable to 1500kVA UPS | 13290
WADVPLUS-VX-150 | (1) Yr Advantage Plus Service Plan for (1) Galaxy VX 1500kVA UPS | 13725
WADVPLUS-VX-151 | (1) Yr Advantage Plus Service Plan for (1) Galaxy VX 1500kVA N+1 Redundant UPS | 14155
WADVPRIME1AISP-01 | Advantage Prime Service Plan for All-In-One with Easy 3S, DX cooling, up to 20KW | 54025
WADVPRIME1AISP-02 | Advantage Prime Service Plan for All-In-One with Easy 3S, DX cooling, up to 40KW | 58005
WADVPRIME1BISP-01 | Advantage Prime Service Plan for All-In-One with Easy 3S, CW cooling, up to 20KW | 28015
WADVPRIME1BISP-02 | Advantage Prime Service Plan for All-In-One with Easy 3S, CW cooling, up to 40KW | 32910
WADVPRIME2AISP-01 | Advantage Prime Service Plan for All-In-One with Symmetra PX, DX cooling, up to 20KW | 48500
WADVPRIME2AISP-02 | Advantage Prime Service Plan for All-In-One with Symmetra PX, DX cooling, up to 40KW | 58750
WADVPRIME2AISP-03 | Advantage Prime Service Plan for All-In-One with Symmetra PX, DX cooling, up to 60KW | 53320
WADVPRIME2AISP-04 | Advantage Prime Service Plan for All-In-One with Symmetra PX, DX cooling, up to 80KW | 65255
WADVPRIME2AISP-05 | Advantage Prime Service Plan for All-In-One with Symmetra PX, DX cooling, up to 100KW | 73660
WADVPRIME2AISP-06 | Advantage Prime Service Plan for All-In-One with Symmetra PX, DX cooling, up to 120KW | 85180
WADVPRIME2AISP-07 | Advantage Prime Service Plan for All-In-One with Symmetra PX, DX cooling, up to 140KW | 85180
WADVPRIME2AISP-08 | Advantage Prime Service Plan for All-In-One with Symmetra PX, DX cooling, up to 160KW | 88570
WADVPRIME2BISP-01 | Advantage Prime Service Plan for All-In-One with Symmetra PX, CW cooling, up to 20KW | 35070
WADVPRIME2BISP-02 | Advantage Prime Service Plan for All-In-One with Symmetra PX, CW cooling, up to 40KW | 36725
WADVPRIME2BISP-03 | Advantage Prime Service Plan for All-In-One with Symmetra PX, CW cooling, up to 60KW | 46685
WADVPRIME2BISP-04 | Advantage Prime Service Plan for All-In-One with Symmetra PX, CW cooling, up to 80KW | 45930
WADVPRIME2BISP-05 | Advantage Prime Service Plan for All-In-One with Symmetra PX, CW cooling, up to 100KW | 45930
WADVPRIME2BISP-06 | Advantage Prime Service Plan for All-In-One with Symmetra PX, CW cooling, up to 120KW | 48535
WADVPRIME2BISP-07 | Advantage Prime Service Plan for All-In-One with Symmetra PX, CW cooling, up to 140KW | 51150
WADVPRIME2BISP-08 | Advantage Prime Service Plan for All-In-One with Symmetra PX, CW cooling, up to 160KW | 62905
WADVPRIME3AISP-01 | Advantage Prime Service Plan for All-In-One with Galaxy VS, DX cooling, up to 20KW | 49300
WADVPRIME3AISP-02 | Advantage Prime Service Plan for All-In-One with Galaxy VS, DX cooling, up to 40KW | 58750
WADVPRIME3AISP-03 | Advantage Prime Service Plan for All-In-One with Galaxy VS, DX cooling, up to 60KW | 56455
WADVPRIME3AISP-04 | Advantage Prime Service Plan for All-In-One with Galaxy VS, DX cooling, up to 80KW | 64310
WADVPRIME3AISP-05 | Advantage Prime Service Plan for All-In-One with Galaxy VS, DX cooling, up to 100KW | 66295
WADVPRIME3AISP-06 | Advantage Prime Service Plan for All-In-One with Galaxy VS, DX cooling, up to 120KW | 77810
WADVPRIME3AISP-07 | Advantage Prime Service Plan for All-In-One with Galaxy VS, DX cooling, up to 140KW | 70770
WADVPRIME3BISP-01 | Advantage Prime Service Plan for All-In-One with Galaxy VS, CW cooling, up to 20KW | 28500
WADVPRIME3BISP-02 | Advantage Prime Service Plan for All-In-One with Galaxy VS, CW cooling, up to 40KW | 33345
WADVPRIME3BISP-03 | Advantage Prime Service Plan for All-In-One with Galaxy VS, CW cooling, up to 60KW | 39160
WADVPRIME3BISP-04 | Advantage Prime Service Plan for All-In-One with Galaxy VS, CW cooling, up to 80KW | 41465
WADVPRIME3BISP-05 | Advantage Prime Service Plan for All-In-One with Galaxy VS, CW cooling, up to 100KW | 41465
WADVPRIME3BISP-06 | Advantage Prime Service Plan for All-In-One with Galaxy VS, CW cooling, up to 120KW | 58245
WADVPRIME3BISP-07 | Advantage Prime Service Plan for All-In-One with Galaxy VS, CW cooling, up to 140KW | 68195
WADVPRIME4AISP-03 | Advantage Prime Service Plan for All-In-One with Easy 3M, DX cooling, up to 60KW | 58880
WADVPRIME4AISP-04 | Advantage Prime Service Plan for All-In-One with Easy3M, DX cooling, up to 80KW | 66950
WADVPRIME4AISP-05 | Advantage Prime Service Plan for All-In-One with Easy 3M, DX cooling, up to 100KW | 65630
WADVPRIME4AISP-06 | Advantage Prime Service Plan for All-In-One with Easy 3M, DX cooling, up to 120KW | 70910
WADVPRIME4AISP-07 | Advantage Prime Service Plan for All-In-One with Easy 3M, DX cooling, up to 140KW | 70910
WADVPRIME4AISP-08 | Advantage Prime Service Plan for All-In-One with Easy 3M, DX cooling, up to 160KW | 87825
WADVPRIME4AISP-09 | Advantage Prime Service Plan for All-In-One with Easy 3M, DX cooling, up to 180KW | 101340
WADVPRIME4AISP-10 | Advantage Prime Service Plan for All-In-One with Easy 3M, DX cooling, up to 200KW | 132150
WADVPRIME4BISP-03 | Advantage Prime Service Plan for All-In-One with Easy 3M, CW cooling, up to 60KW | 37810
WADVPRIME4BISP-04 | Advantage Prime Service Plan for All-In-One with Easy 3M, CW cooling, up to 80KW | 41845
WADVPRIME4BISP-05 | Advantage Prime Service Plan for All-In-One with Easy 3M, CW cooling, up to 100KW | 52755
WADVPRIME4BISP-06 | Advantage Prime Service Plan for All-In-One with Easy 3M, CW cooling, up to 120KW | 57575
WADVPRIME4BISP-07 | Advantage Prime Service Plan for All-In-One with Easy 3M, CW cooling, up to 140KW | 64075
WADVPRIME4BISP-08 | Advantage Prime Service Plan for All-In-One with Easy 3M, CW cooling, up to 160KW | 58410
WADVPRIME4BISP-09 | Advantage Prime Service Plan for All-In-One with Easy 3M, CW cooling, up to 180KW | 57010
WADVPRIME4BISP-10 | Advantage Prime Service Plan for All-In-One with Easy 3M, CW cooling, up to 200KW | 65120
WADVPRIME6APSP-13 | Advantage Prime Service Plan for Power Module with Galaxy VL, DX cooling, up to 250KW | 50490
WADVPRIME6APSP-14 | Advantage Prime Service Plan for Power Module with Galaxy VL, DX cooling, up to 500KW | 54945
WADVPRIME6APSP-15 | Advantage Prime Service Plan for Power Module with Galaxy VL, DX cooling, up to 750KW | 92945
WADVPRIME6APSP-16 | Advantage Prime Service Plan for Power Module with Galaxy VL, DX cooling, up to 1000KW | 103510
WADVPRIME6APSP-17 | Advantage Prime Service Plan for Power Module with Galaxy VL, DX cooling, up to 1250KW | 124685
WADVPRIME6APSP-18 | Advantage Prime Service Plan for Power Module with Galaxy VL, DX cooling, up to 1500KW | 133320
WADVPRIME6APSP-19 | Advantage Prime Service Plan for Power Module with Galaxy VL, DX cooling, up to 1750KW | 136070
WADVPRIME6APSP-20 | Advantage Prime Service Plan for Power Module with Galaxy VL, DX cooling, up to 2000KW | 156970
WADVPRIME6CPSP-13 | Advantage Prime Service Plan for Power Module with Galaxy VL, CRAC cooling, up to 250KW | 47095
WADVPRIME6CPSP-14 | Advantage Prime Service Plan for Power Module with Galaxy VL, DX cooling, up to 500KW | 51300
WADVPRIME6CPSP-15 | Advantage Prime Service Plan for Power Module with Galaxy VL, CRAC cooling, up to 750KW | 62110
WADVPRIME6CPSP-16 | Advantage Prime Service Plan for Power Module with Galaxy VL, CRAC cooling, up to 1000KW | 64450
WADVPRIME6CPSP-17 | Advantage Prime Service Plan for Power Module with Galaxy VL, CRAC cooling, up to 1250KW | 74190
WADVPRIME6CPSP-18 | Advantage Prime Service Plan for Power Module with Galaxy VL, CRAC cooling, up to 1500KW | 77460
WADVPRIME6CPSP-19 | Advantage Prime Service Plan for Power Module with Galaxy VL, CRAC cooling, up to 1750KW | 99600
WADVPRIME6CPSP-20 | Advantage Prime Service Plan for Power Module with Galaxy VL, CRAC cooling, up to 2000KW | 105170
WADVPRIME7APSP-13 | Advantage Prime Service Plan for Power Module with Galaxy VX, DX cooling, up to 250KW | 49465
WADVPRIME7APSP-14 | Advantage Prime Service Plan for Power Module with Galaxy VX, DX cooling, up to 500KW | 60015
WADVPRIME7APSP-15 | Advantage Prime Service Plan for Power Module with Galaxy VX, DX cooling, up to 750KW | 79710
WADVPRIME7APSP-16 | Advantage Prime Service Plan for Power Module with Galaxy VX, DX cooling, up to 1000KW | 86345
WADVPRIME7APSP-17 | Advantage Prime Service Plan for Power Module with Galaxy VX, DX cooling, up to 1250KW | 105490
WADVPRIME7APSP-18 | Advantage Prime Service Plan for Power Module with Galaxy VX, DX cooling, up to 1500KW | 116090
WADVPRIME7APSP-19 | Advantage Prime Service Plan for Power Module with Galaxy VX, DX cooling, up to 1750KW | 126595
WADVPRIME7APSP-20 | Advantage Prime Service Plan for Power Module with Galaxy VX, DX cooling, up to 2000KW | 146835
WADVPRIME7CPSP-13 | Advantage Prime Service Plan for Power Module with Galaxy VX, CRAC cooling, up to 250KW | 51290
WADVPRIME7CPSP-14 | Advantage Prime Service Plan for Power Module with Galaxy VX, DX cooling, up to 500KW | 53190
WADVPRIME7CPSP-15 | Advantage Prime Service Plan for Power Module with Galaxy VX, CRAC cooling, up to 750KW | 58790
WADVPRIME7CPSP-16 | Advantage Prime Service Plan for Power Module with Galaxy VX, CRAC cooling, up to 1000KW | 63950
WADVPRIME7CPSP-17 | Advantage Prime Service Plan for Power Module with Galaxy VX, CRAC cooling, up to 1250KW | 63145
WADVPRIME7CPSP-18 | Advantage Prime Service Plan for Power Module with Galaxy VX, CRAC cooling, up to 1500KW | 62290
WADVPRIME7CPSP-19 | Advantage Prime Service Plan for Power Module with Galaxy VX, CRAC cooling, up to 1750KW | 81680
WADVPRIME7CPSP-20 | Advantage Prime Service Plan for Power Module with Galaxy VX, CRAC cooling, up to 2000KW | 92835
WADVPRIME-AE-25 | (1) Year Advantage Prime Service Plan for (1) IAEC25 250Kw Cooling Unit | 13960
WADVPRIME-AE-50 | (1) Year Advantage Prime Service Plan for (1) IAEC50 500Kw Cooling Unit | 22920
WADVPRIME-E6-37 | (1) Year Advantage Prime Service Plan for (1) EPS 6000 300 to 375 kVA UPS | 15205
WADVPRIME-E6-62 | (1) Year Advantage Prime Service Plan for (1) EPS 6000 500 to 625 kVA UPS | 20415
WADVPRIME-E8-10 | (1) Year Advantage Prime Service Plan for (1) EPS 8000 1000 kVA UPS | 18835
WADVPRIME-E8-62 | (1) Year Advantage Prime Service Plan for (1) EPS 8000 555 kVA UPS | 12635
WADVPRIME-ES-60 | (1) Year Advantage Prime Service Plan for (1) Epsilon 200 to 600A | 6000
WADVPRIME-G3-21 | (1) Year Advantage Prime Service Plan for (1) Galaxy 3500 or SUVT 10-15 kVA UPS | 4000
WADVPRIME-G3-22 | (1) Year Advantage Prime Service Plan for (1) Galaxy 3500 or SUVT 20 kVA UPS | 5220
WADVPRIME-G3-23 | (1) Year Advantage Prime Service Plan for (1) Galaxy 3500 or SUVT 30 kVA UPS | 5945
WADVPRIME-G3-24 | (1) Year Advantage Prime Service Plan for (1) Galaxy 3500 or SUVT 40 kVA UPS | 6305
WADVPRIME-G3-28 | (1) Year Advantage Prime Service Plan for (1) Galaxy 3500 or SUVT 80 kVA UPS | 7615
WADVPRIME-G5-13 | (1) Year Advantage Prime Service Plan for (1) Galaxy 5000/5500 81 to 130 kVA UPS | 8735
WADVPRIME-G5-81 | (1) Year Advantage Prime Service Plan for (1) Galaxy 5000/5500 41 to 80 kVA UPS | 7245
WADVPRIME-GP-12 | (1) Year Advantage Prime Service Plan for (1) Galaxy PW or PWI 80 to 130 kVA UPS | 10990
WADVPRIME-GP-15 | (1) Year Advantage Prime Service Plan for (1) Galaxy PW 150 or 180 or PWI 160 kVA UPS | 10020
WADVPRIME-GP-20 | (1) Year Advantage Prime Service Plan for (1) Galaxy PW 160 or 200 or PWI 200 kVA UPS | 12640
WADVPRIME-GP-22 | (1) Year Advantage Prime Service Plan for (1) Galaxy PW 225 kVA UPS | 12640
WADVPRIME-GT-20 | (1) Year Advantage Prime Service Plan for (1) PXC 10 - 25 kVA UPS | Call for Quote
WADVPRIME-GT-40 | (1) Year Advantage Prime Service Plan for (1) PXC 30 - 40 kVA UPS | Call for Quote
WADVPRIME-GT-60 | (1) Year Advantage Prime Service Plan for (1) PXC 50 - 60 kVA UPS | Call for Quote
WADVPRIME-GT-80 | (1) Year Advantage Prime Service Plan for (1) PXC 75 - 80 kVA UPS | Call for Quote
WADVPRIME-GT-100 | (1) Year Advantage Prime Service Plan for (1) PXC 100 kVA UPS | Call for Quote
WADVPRIME-MP-00 | (1) Year Advantage Prime Service Plan for (1) MGE product | Call for Quote
WADVPRIME-MW-09 | (1) Year Advantage Prime Service Plan for Symmetra MW 400kVA | 13785
WADVPRIME-MW-10 | (1) Year Advantage Prime Service Plan for Symmetra MW 600kVA | 16800
WADVPRIME-MW-11 | (1) Year Advantage Prime Service Plan for Symmetra MW 800kVA | 19455
WADVPRIME-MW-12 | (1) Year Advantage Prime Service Plan for Symmetra MW 1000kVA | 22525
WADVPRIME-MW-13 | (1) Year Advantage Prime Service Plan for Symmetra MW 1200kVA | 25510
WADVPRIME-MW-14 | (1) Year Advantage Prime Service Plan for Symmetra MW 1400kVA | 26810
WADVPRIME-MW-15 | (1) Year Advantage Prime Service Plan for Symmetra MW 1600kVA | 27885
WADVPRIME-NX-81 | (1) Year Advantage Prime Service Plan for (1) SY 100 to 250 kVA UPS, (2) XR Frames and PDU | 21625
WADVPRIME-NX-82 | (1) Year Advantage Prime Service Plan for (1) SY 200 kVA UPS, (2) XR Frames and PDU | 25155
WADVPRIME-NX-83 | 1 Year Advantage Prime Service Plan for (1) External Battery Frame for Symmetra 250/500 kW | 3155
WADVPRIME-NX-84 | (1) Year Advantage Prime Service Plan for (1) SY 250 kVA UPS, (2) XR Frames and PDU | 29160
WADVPRIME-NX-85 | (1) Year Advantage Prime Service Plan for (1) SY 300 kVA UPS, (4) XR Frames and PDU | 31765
WADVPRIME-NX-86 | (1) Year Advantage Prime Service Plan for (1) SY 400 kVA UPS, (4) XR Frames and PDU | 36865
WADVPRIME-NX-87 | (1) Year Advantage Prime Service Plan for (1) SY 500 kVA UPS, (4) XR Frames and PDU | 43795
WADVPRIME-PD-20 | (1) Year Advantage Prime Service Plan for (1) 5U Rack Distribution Panel | 1715
WADVPRIME-PD-30 | (1) Yr Advantage Prime Service Plan for (1) 1/2 Rack Remote or (1) Modular Power Panel | 3330
WADVPRIME-PD-50 | (1) Year Advantage Prime Service Plan for (1) InfraStuxure 60kVA / 150kVA PDU | 3830
WADVPRIME-PM-30 | (1) Year Advantage Prime Service Plan for (1) PMM 30 to 300 Amp | 2700
WADVPRIME-PX-21 | (1) Year Advantage Prime Service Plan for (1) Symmetra PX UPS 10kVA 40 and/or PDU | 5515
WADVPRIME-PX-22 | (1) Year Advantage Prime Service Plan for (1) Symmetra PX UPS 20kVA 40 and/or PDU | 5855
WADVPRIME-PX-23 | (1) Year Advantage Prime Service Plan for (1) Symmetra PX UPS 30kVA 40 and/or PDU | 6140
WADVPRIME-PX-24 | (1) Year Advantage Prime Service Plan for (1) Symmetra PX UPS 40kVA 40 and/or PDU | 6500
WADVPRIME-PX-31 | (1) Year Advantage Prime Service Plan for (1) Symmetra PX UPS 10kVA 80 or 100 frame UPS and/or PDU | 6845
WADVPRIME-PX-32 | (1) Year Advantage Prime Service Plan for (1) Symmetra PX UPS 20kVA 80 or 100 frame UPS and/or PDU | 7145
WADVPRIME-PX-33 | (1) Year Advantage Prime Service Plan for (1) Symmetra PX UPS 30kVA 80 or 100 frame UPS and/or PDU | 7485
WADVPRIME-PX-34 | (1) Year Advantage Prime Service Plan for (1) Symmetra PX UPS 40kVA 80 or 100 frame UPS and/or PDU | 7840
WADVPRIME-PX-35 | (1) Year Advantage Prime Service Plan for (1) Symmetra PX UPS 50kVA 80 or 100 frame UPS and/or PDU | 8190
WADVPRIME-PX-36 | (1) Year Advantage Prime Service Plan for (1) Symmetra PX UPS 60kVA 80 or 100 frame UPS and/or PDU | 8470
WADVPRIME-PX-37 | (1) Year Advantage Prime Service Plan for (1) Symmetra PX UPS 70kVA 80 or 100 frame UPS and/or PDU | 8850
WADVPRIME-PX-38 | (1) Year Advantage Prime Service Plan for (1) Symmetra PX UPS 80kVA 80 or 100 frame UPS and/or PDU | 9180
WADVPRIME-PX-41 | (1) Year Advantage Prime Service Plan for (1) Symmetra PX UPS 100kVA 100 and/or PDU | 10235
WADVPRIME-VL-200 | (1) Yr Advantage Prime Service Plan for (1) Galaxy VL 200kW UPS | 13730
WADVPRIME-VL-300 | (1) Yr Advantage Prime Service Plan for (1) Galaxy VL 300kW UPS | 14345
WADVPRIME-VL-400 | (1) Yr Advantage Prime Service Plan for (1) Galaxy VL 400kW UPS | 14960
WADVPRIME-VL-500 | (1) Yr Advantage Prime Service Plan for (1) Galaxy VL 500kW UPS | 15575
WADVPRIME-VS1-A15 | (1) Yr Advantage Prime Service Plan for (1) Galaxy VS 10 to 15kW 208V UPS | 6740
WADVPRIME-VS1-A30 | (1) Yr Advantage Prime Service Plan for (1) Galaxy VS 30kW UPS | 6740
WADVPRIME-VS1-A40 | (1) Yr Advantage Prime Service Plan for (1) Galaxy VS 40kW UPS | 6740
WADVPRIME-VS1-A50 | (1) Yr Advantage Prime Service Plan for (1) Galaxy VS 50kW 400 or 480V UPS | 6740
WADVPRIME-VS2-A40 | (1) Yr Advantage Prime Service Plan for (1) Galaxy VS 10 to 15kW UPS | 7370
WADVPRIME-VS2-A41 | (1) Yr Advantage Prime Service Plan for (1) Galaxy VS 20 to 25kW UPS | 7370
WADVPRIME-VS2-A50 | (1) Yr Advantage Prime Service Plan for (1) Galaxy VS 30 to 50kW 208V UPS | 7160
WADVPRIME-VS2-A60 | (1) Yr Advantage Prime Service Plan for (1) Galaxy VS 60kW UPS | 7160
WADVPRIME-VS3-A75 | (1) Yr Advantage Prime Service Plan for (1) Galaxy VS 60 to 80kVA UPS | 8235
WADVPRIME-VS3-A150 | (1) Yr Advantage Prime Service Plan for (1) Galaxy VS 100 to 150kVA UPS | 8675
WADVPRIME-VX-50 | (1) Yr Advantage Prime Service Plan for (1) Galaxy VX 500 Scalable to 750kVA UPS | 13605
WADVPRIME-VX-51 | (1) Yr Advantage Prime Service Plan for (1) Galaxy VX 500kVA UPS | 12700
WADVPRIME-VX-52 | (1) Yr Advantage Prime Service Plan for (1) Galaxy VX 500kVA N+1 Redundant UPS | 18245
WADVPRIME-VX-53 | (1) Yr Advantage Prime Service Plan for (1) Galaxy VX 500 Scalable to 1000kVA UPS | 12700
WADVPRIME-VX-54 | (1) Yr Advantage Prime Service Plan for (1) Galaxy VX 500 Scalable to 1250kVA UPS | 12700
WADVPRIME-VX-55 | (1) Yr Advantage Prime Service Plan for (1) Galaxy VX 500 Scalable to 1500kVA UPS | 12700
WADVPRIME-VX-62 | (1) Yr Advantage Prime Service Plan for (1) Galaxy VX 625kVA UPS | 14875
WADVPRIME-VX-63 | (1) Yr Advantage Prime Service Plan for (1) Galaxy VX 625kVA N+1 Redundant UPS | 18700
WADVPRIME-VX-64 | (1) Yr Advantage Prime Service Plan for (1) Galaxy VX 625 Scalable to 1000kVA UPS | 14280
WADVPRIME-VX-75 | (1) Yr Advantage Prime Service Plan for (1) Galaxy VX 750kVA UPS | 19125
WADVPRIME-VX-76 | (1) Yr Advantage Prime Service Plan for (1) Galaxy VX 750kVA N+1 Redundant UPS | 19550
WADVPRIME-VX-77 | (1) Yr Advantage Prime Service Plan for (1) Galaxy VX 750 Scalable to 1000kVA UPS | 18245
WADVPRIME-VX-78 | (1) Yr Advantage Prime Service Plan for (1) Galaxy VX 750 Scalable to 1250kVA UPS | 18245
WADVPRIME-VX-79 | (1) Yr Advantage Prime Service Plan for (1) Galaxy VX 750 Scalable to 1500kVA UPS | 18245
WADVPRIME-VX-100 | (1) Yr Advantage Prime Service Plan for (1) Galaxy VX 1000kVA UPS | 20625
WADVPRIME-VX-101 | (1) Yr Advantage Prime Service Plan for (1) Galaxy VX 1000kVA N+1 Redundant UPS | 22210
WADVPRIME-VX-102 | (1) Yr Advantage Prime Service Plan for (1) Galaxy VX 1000 Scalable to 1250kVA UPS | 23005
WADVPRIME-VX-103 | (1) Yr Advantage Prime Service Plan for (1) Galaxy VX 1000 Scalable to 1500kVA UPS | 23795
WADVPRIME-VX-120 | (1) Yr Advantage Prime Service Plan for (1) Galaxy VX 1250kVA UPS | 23005
WADVPRIME-VX-121 | (1) Yr Advantage Prime Service Plan for (1) Galaxy VX 1250kVA N+1 Redundant UPS | 23795
WADVPRIME-VX-122 | (1) Yr Advantage Prime Service Plan for (1) Galaxy VX 1250 Scalable to 1500kVA UPS | 24590
WADVPRIME-VX-150 | (1) Yr Advantage Prime Service Plan for (1) Galaxy VX 1500kVA UPS | 25385
WADVPRIME-VX-151 | (1) Yr Advantage Prime Service Plan for (1) Galaxy VX 1500kVA N+1 Redundant UPS | 26175
WADVULTRA1-MDC-04 | (1) Year Advantage Ultra Service Plan for (1) Level 4 Micro DC | 18880
WADVULTRA1-MDC-05 | (1) Year Advantage Ultra Service Plan for (1) Level 5 Micro DC | 26280
WADVULTRA1AISP-01 | Advantage Ultra Service Plan for All-In-One with Easy 3S, DX cooling, up to 20KW | 69555
WADVULTRA1AISP-02 | Advantage Ultra Service Plan for All-In-One with Easy 3S, DX cooling, up to 40KW | 80655
WADVULTRA1BISP-01 | Advantage Ultra Service Plan for All-In-One with Easy 3S, CW cooling, up to 20KW | 38950
WADVULTRA1BISP-02 | Advantage Ultra Service Plan for All-In-One with Easy 3S, CW cooling, up to 40KW | 47455
WADVULTRA2AISP-01 | Advantage Ultra Service Plan for All-In-One with Symmetra PX, DX cooling, up to 20KW | 65480
WADVULTRA2AISP-02 | Advantage Ultra Service Plan for All-In-One with Symmetra PX, DX cooling, up to 40KW | 66865
WADVULTRA2AISP-03 | Advantage Ultra Service Plan for All-In-One with Symmetra PX, DX cooling, up to 60KW | 68255
WADVULTRA2AISP-04 | Advantage Ultra Service Plan for All-In-One with Symmetra PX, DX cooling, up to 80KW | 68530
WADVULTRA2AISP-05 | Advantage Ultra Service Plan for All-In-One with Symmetra PX, DX cooling, up to 100KW | 115695
WADVULTRA2AISP-06 | Advantage Ultra Service Plan for All-In-One with Symmetra PX, DX cooling, up to 120KW | 125130
WADVULTRA2AISP-07 | Advantage Ultra Service Plan for All-In-One with Symmetra PX, DX cooling, up to 140KW | 125130
WADVULTRA2AISP-08 | Advantage Ultra Service Plan for All-In-One with Symmetra PX, DX cooling, up to 160KW | 143995
WADVULTRA2BISP-01 | Advantage Ultra Service Plan for All-In-One with Symmetra PX, CW cooling, up to 20KW | 50570
WADVULTRA2BISP-02 | Advantage Ultra Service Plan for All-In-One with Symmetra PX, CW cooling, up to 40KW | 56730
WADVULTRA2BISP-03 | Advantage Ultra Service Plan for All-In-One with Symmetra PX, CW cooling, up to 60KW | 72130
WADVULTRA2BISP-04 | Advantage Ultra Service Plan for All-In-One with Symmetra PX, CW cooling, up to 80KW | 75680
WADVULTRA2BISP-05 | Advantage Ultra Service Plan for All-In-One with Symmetra PX, CW cooling, up to 100KW | 94605
WADVULTRA2BISP-06 | Advantage Ultra Service Plan for All-In-One with Symmetra PX, CW cooling, up to 120KW | 99980
WADVULTRA2BISP-07 | Advantage Ultra Service Plan for All-In-One with Symmetra PX, CW cooling, up to 140KW | 105360
WADVULTRA2BISP-08 | Advantage Ultra Service Plan for All-In-One with Symmetra PX, CW cooling, up to 160KW | 126340
WADVULTRA3AISP-01 | Advantage Ultra Service Plan for All-In-One with Galaxy VS, DX cooling, up to 20KW | 63470
WADVULTRA3AISP-02 | Advantage Ultra Service Plan for All-In-One with Galaxy VS, DX cooling, up to 40KW | 77455
WADVULTRA3AISP-03 | Advantage Ultra Service Plan for All-In-One with Galaxy VS, DX cooling, up to 60KW | 87215
WADVULTRA3AISP-04 | Advantage Ultra Service Plan for All-In-One with Galaxy VS, DX cooling, up to 80KW | 105985
WADVULTRA3AISP-05 | Advantage Ultra Service Plan for All-In-One with Galaxy VS, DX cooling, up to 100KW | 95595
WADVULTRA3AISP-06 | Advantage Ultra Service Plan for All-In-One with Galaxy VS, DX cooling, up to 120KW | 110605
WADVULTRA3AISP-07 | Advantage Ultra Service Plan for All-In-One with Galaxy VS, DX cooling, up to 140KW | 109335
WADVULTRA3BISP-01 | Advantage Ultra Service Plan for All-In-One with Galaxy VS, CW cooling, up to 20KW | 36690
WADVULTRA3BISP-02 | Advantage Ultra Service Plan for All-In-One with Galaxy VS, CW cooling, up to 40KW | 42930
WADVULTRA3BISP-03 | Advantage Ultra Service Plan for All-In-One with Galaxy VS, CW cooling, up to 60KW | 56465
WADVULTRA3BISP-04 | Advantage Ultra Service Plan for All-In-One with Galaxy VS, CW cooling, up to 80KW | 55515
WADVULTRA3BISP-05 | Advantage Ultra Service Plan for All-In-One with Galaxy VS, CW cooling, up to 100KW | 55515
WADVULTRA3BISP-06 | Advantage Ultra Service Plan for All-In-One with Galaxy VS, CW cooling, up to 120KW | 89985
WADVULTRA3BISP-07 | Advantage Ultra Service Plan for All-In-One with Galaxy VS, CW cooling, up to 140KW | 98335
WADVULTRA4AISP-03 | Advantage Ultra Service Plan for All-In-One with Easy 3M, DX cooling, up to 60KW | 90970
WADVULTRA4AISP-04 | Advantage Ultra Service Plan for All-In-One with Easy3M, DX cooling, up to 80KW | 106885
WADVULTRA4AISP-05 | Advantage Ultra Service Plan for All-In-One with Easy 3M, DX cooling, up to 100KW | 101390
WADVULTRA4AISP-06 | Advantage Ultra Service Plan for All-In-One with Easy 3M, DX cooling, up to 120KW | 109550
WADVULTRA4AISP-07 | Advantage Ultra Service Plan for All-In-One with Easy 3M, DX cooling, up to 140KW | 109550
WADVULTRA4AISP-08 | Advantage Ultra Service Plan for All-In-One with Easy 3M, DX cooling, up to 160KW | 171870
WADVULTRA4AISP-09 | Advantage Ultra Service Plan for All-In-One with Easy 3M, DX cooling, up to 180KW | 187880
WADVULTRA4AISP-10 | Advantage Ultra Service Plan for All-In-One with Easy 3M, DX cooling, up to 200KW | 217775
WADVULTRA4BISP-03 | Advantage Ultra Service Plan for All-In-One with Easy 3M, CW cooling, up to 60KW | 50630
WADVULTRA4BISP-04 | Advantage Ultra Service Plan for All-In-One with Easy 3M, CW cooling, up to 80KW | 58185
WADVULTRA4BISP-05 | Advantage Ultra Service Plan for All-In-One with Easy 3M, CW cooling, up to 100KW | 81500
WADVULTRA4BISP-06 | Advantage Ultra Service Plan for All-In-One with Easy 3M, CW cooling, up to 120KW | 88945
WADVULTRA4BISP-07 | Advantage Ultra Service Plan for All-In-One with Easy 3M, CW cooling, up to 140KW | 98995
WADVULTRA4BISP-08 | Advantage Ultra Service Plan for All-In-One with Easy 3M, CW cooling, up to 160KW | 90250
WADVULTRA4BISP-09 | Advantage Ultra Service Plan for All-In-One with Easy 3M, CW cooling, up to 180KW | 88075
WADVULTRA4BISP-10 | Advantage Ultra Service Plan for All-In-One with Easy 3M, CW cooling, up to 200KW | 100600
WADVULTRA5AISP-09 | Advantage Ultra Service Plan for All-In-One with Galaxy VM, DX cooling, up to 180KW | 119465
WADVULTRA6APSP-13 | Advantage Ultra Service Plan for Power Module with Galaxy VL, DX cooling, up to 250KW | 75400
WADVULTRA6APSP-14 | Advantage Ultra Service Plan for Power Module with Galaxy VL, DX cooling, up to 500KW | 87715
WADVULTRA6APSP-15 | Advantage Ultra Service Plan for Power Module with Galaxy VL, DX cooling, up to 750KW | 143595
WADVULTRA6APSP-16 | Advantage Ultra Service Plan for Power Module with Galaxy VL, DX cooling, up to 1000KW | 159925
WADVULTRA6APSP-17 | Advantage Ultra Service Plan for Power Module with Galaxy VL, DX cooling, up to 1250KW | 192635
WADVULTRA6APSP-18 | Advantage Ultra Service Plan for Power Module with Galaxy VL, DX cooling, up to 1500KW | 205975
WADVULTRA6APSP-19 | Advantage Ultra Service Plan for Power Module with Galaxy VL, DX cooling, up to 1750KW | 238255
WADVULTRA6APSP-20 | Advantage Ultra Service Plan for Power Module with Galaxy VL, DX cooling, up to 2000KW | 258685
WADVULTRA6CPSP-13 | Advantage Ultra Service Plan for Power Module with Galaxy VL, CRAC cooling, up to 250KW | 65485
WADVULTRA6CPSP-14 | Advantage Ultra Service Plan for Power Module with Galaxy VL, DX cooling, up to 500KW | 79255
WADVULTRA6CPSP-15 | Advantage Ultra Service Plan for Power Module with Galaxy VL, CRAC cooling, up to 750KW | 102360
WADVULTRA6CPSP-16 | Advantage Ultra Service Plan for Power Module with Galaxy VL, CRAC cooling, up to 1000KW | 102890
WADVULTRA6CPSP-17 | Advantage Ultra Service Plan for Power Module with Galaxy VL, CRAC cooling, up to 1250KW | 129900
WADVULTRA6CPSP-18 | Advantage Ultra Service Plan for Power Module with Galaxy VL, CRAC cooling, up to 1500KW | 131635
WADVULTRA6CPSP-19 | Advantage Ultra Service Plan for Power Module with Galaxy VL, CRAC cooling, up to 1750KW | 174400
WADVULTRA6CPSP-20 | Advantage Ultra Service Plan for Power Module with Galaxy VL, CRAC cooling, up to 2000KW | 184145
WADVULTRA7APSP-13 | Advantage Ultra Service Plan for Power Module with Galaxy VX, DX cooling, up to 250KW | 76420
WADVULTRA7APSP-14 | Advantage Ultra Service Plan for Power Module with Galaxy VX, DX cooling, up to 500KW | 92720
WADVULTRA7APSP-15 | Advantage Ultra Service Plan for Power Module with Galaxy VX, DX cooling, up to 750KW | 123150
WADVULTRA7APSP-16 | Advantage Ultra Service Plan for Power Module with Galaxy VX, DX cooling, up to 1000KW | 142290
WADVULTRA7APSP-17 | Advantage Ultra Service Plan for Power Module with Galaxy VX, DX cooling, up to 1250KW | 162985
WADVULTRA7APSP-18 | Advantage Ultra Service Plan for Power Module with Galaxy VX, DX cooling, up to 1500KW | 179360
WADVULTRA7APSP-19 | Advantage Ultra Service Plan for Power Module with Galaxy VX, DX cooling, up to 1750KW | 202110
WADVULTRA7APSP-20 | Advantage Ultra Service Plan for Power Module with Galaxy VX, DX cooling, up to 2000KW | 241985
WADVULTRA7CPSP-13 | Advantage Ultra Service Plan for Power Module with Galaxy VX, CRAC cooling, up to 250KW | 73955
WADVULTRA7CPSP-14 | Advantage Ultra Service Plan for Power Module with Galaxy VX, DX cooling, up to 500KW | 76695
WADVULTRA7CPSP-15 | Advantage Ultra Service Plan for Power Module with Galaxy VX, CRAC cooling, up to 750KW | 84770
WADVULTRA7CPSP-16 | Advantage Ultra Service Plan for Power Module with Galaxy VX, CRAC cooling, up to 1000KW | 88920
WADVULTRA7CPSP-17 | Advantage Ultra Service Plan for Power Module with Galaxy VX, CRAC cooling, up to 1250KW | 94300
WADVULTRA7CPSP-18 | Advantage Ultra Service Plan for Power Module with Galaxy VX, CRAC cooling, up to 1500KW | 102645
WADVULTRA7CPSP-19 | Advantage Ultra Service Plan for Power Module with Galaxy VX, CRAC cooling, up to 1750KW | 134605
WADVULTRA7CPSP-20 | Advantage Ultra Service Plan for Power Module with Galaxy VX, CRAC cooling, up to 2000KW | 162545
WADVULTRA-AE-25 | (1) Year Advantage Ultra Service Plan for (1) IAEC25 250Kw Cooling Unit | 32285
WADVULTRA-AE-50 | (1) Year Advantage Ultra Service Plan for (1) IAEC50 500Kw Cooling Unit | 57830
WADVULTRA-AX-81 | (1) Year Advantage Ultra Service Plan for (1) Air Side Economizer Module with DX | 10835
WADVULTRA-E6-22 | (1) Year Advantage Ultra Service Plan for (1) EPS 6000 150 to 225 kVA UPS | 19870
WADVULTRA-E6-62 | (1) Year Advantage Ultra Service Plan for (1) EPS 6000 500 to 625 kVA UPS | 23930
WADVULTRA-E6-80 | (1) Year Advantage Ultra Service Plan for (1) EPS 6000 750 to 800 kVA UPS | 25520
WADVULTRA-E8-10 | (1) Year Advantage Ultra Service Plan for (1) EPS 8000 1000 kVA UPS | 26590
WADVULTRA-E8-11 | (1) Year Advantage Ultra Service Plan for (1) EPS 8000 1100 to 1125 kVA UPS | 28280
WADVULTRA-E8-62 | (1) Year Advantage Ultra Service Plan for (1) EPS 8000 555 kVA UPS | 24400
WADVULTRA-ES-60 | (1) Year Advantage Ultra Service Plan for (1) Epsilon 200 to 600A | 7925
WADVULTRA-G3-21 | (1) Year Advantage Ultra Service Plan for (1) Galaxy 3500 or SUVT 10-15 kVA UPS | 4965
WADVULTRA-G3-22 | (1) Year Advantage Ultra Service Plan for (1) Galaxy 3500 or SUVT 20 kVA UPS | 6475
WADVULTRA-G3-23 | (1) Year Advantage Ultra Service Plan for (1) Galaxy 3500 or SUVT 30 kVA UPS | 7370
WADVULTRA-G3-24 | (1) Year Advantage Ultra Service Plan for (1) Galaxy 3500 or SUVT 40 kVA UPS | 7820
WADVULTRA-G3-28 | (1) Year Advantage Ultra Service Plan for (1) Galaxy 3500 or SUVT 80 kVA UPS | 9450
WADVULTRA-G5-13 | (1) Year Advantage Ultra Service Plan for (1) Galaxy 5000/5500 81 to 130 kVA UPS | 11490
WADVULTRA-G5-81 | (1) Year Advantage Ultra Service Plan for (1) Galaxy 5000/5500 41 to 80 kVA UPS | 9965
WADVULTRA-GP-12 | (1) Year Advantage Ultra Service Plan for (1) Galaxy PW or PWI 80 to 130 kVA UPS | 13910
WADVULTRA-GP-15 | (1) Year Advantage Ultra Service Plan for (1) Galaxy PW 150 or 180 or PWI 160 kVA UPS | 15680
WADVULTRA-GP-20 | (1) Year Advantage Ultra Service Plan for (1) Galaxy PW 160 or 200 or PWI 200 kVA UPS | 17855
WADVULTRA-GP-22 | (1) Year Advantage Ultra Service Plan for (1) Galaxy PW 225 kVA UPS | 18260
WADVULTRA-MP-00 | (1) Year Advantage Ultra Service Plan for (1) MGE product | Call for Quote
WADVULTRA-MW-09 | (1) Year Advantage Ultra Service Plan for Symmetra MW 400kVA | 19200
WADVULTRA-MW-10 | (1) Year Advantage Ultra Service Plan for Symmetra MW 600kVA | 23505
WADVULTRA-MW-11 | (1) Year Advantage Ultra Service Plan for Symmetra MW 800kVA | 27225
WADVULTRA-MW-12 | (1) Year Advantage Ultra Service Plan for Symmetra MW 1000kVA | 31520
WADVULTRA-MW-13 | (1) Year Advantage Ultra Service Plan for Symmetra MW 1200kVA | 35700
WADVULTRA-MW-14 | (1) Year Advantage Ultra Service Plan for Symmetra MW 1400kVA | 37525
WADVULTRA-MW-15 | (1) Year Advantage Ultra Service Plan for Symmetra MW 1600kVA | 39025
WADVULTRA-NX-81 | (1) Year Advantage Ultra Service Plan for (1) SY 100 to 250 kVA UPS, (2) XR Frames and PDU | 25990
WADVULTRA-NX-82 | (1) Year Advantage Ultra Service Plan for (1) SY 200 kVA UPS, (2) XR Frames and PDU | 30220
WADVULTRA-NX-84 | (1) Year Advantage Ultra Service Plan for (1) SY 250 kVA UPS, (2) XR Frames and PDU | 34135
WADVULTRA-NX-85 | (1) Year Advantage Ultra Service Plan for (1) SY 300 kVA UPS, (4) XR Frames and PDU | 38840
WADVULTRA-NX-86 | (1) Year Advantage Ultra Service Plan for (1) SY 400 kVA UPS, (4) XR Frames and PDU | 43110
WADVULTRA-NX-87 | (1) Year Advantage Ultra Service Plan for (1) SY 500 kVA UPS, (4) XR Frames and PDU | 47510
WADVULTRA-PD-20 | (1) Year Advantage Ultra Service Plan for (1) 5U Rack Distribution Panel | 2205
WADVULTRA-PD-30 | (1) Yr Advantage Ultra Plan for (1) 1/2 Rack Remote or (1) Modular Power Panel | 4285
WADVULTRA-PD-50 | (1) Year Advantage Ultra Service Plan for (1) InfraStruxure 60kVA / 150kVA PDU | 4750
WADVULTRA-PM-30 | (1) Year Advantage Ultra Service Plan for (1) PMM 30 to 300 Amp | 3275
WADVULTRA-PM-40 | (1) Year Advantage Ultra Service Plan for (1) PMM 400 or 500 | 4425
WADVULTRA-PM-50 | (1) Year Advantage Ultra Service Plan for (1) Galaxy RPP 250 or 400 A | 3275
WADVULTRA-PX-21 | (1) Year Advantage Ultra Service Plan for (1) Symmetra PX UPS 10kVA 40 and/or PDU | 7460
WADVULTRA-PX-22 | (1) Year Advantage Ultra Service Plan for (1) Symmetra PX UPS 20kVA 40 and/or PDU | 7935
WADVULTRA-PX-23 | (1) Year Advantage Ultra Service Plan for (1) Symmetra PX UPS 30kVA 40 and/or PDU | 8375
WADVULTRA-PX-24 | (1) Year Advantage Ultra Service Plan for (1) Symmetra PX UPS 40kVA 40 and/or PDU | 8915
WADVULTRA-PX-31 | (1) Year Advantage Ultra Service Plan for (1) Symmetra PX UPS 10kVA 80 or 100 frame UPS and/or PDU | 9590
WADVULTRA-PX-32 | (1) Year Advantage Ultra Service Plan for (1) Symmetra PX UPS 20kVA 80 or 100 frame UPS and/or PDU | 9990
WADVULTRA-PX-33 | (1) Year Advantage Ultra Service Plan for (1) Symmetra PX UPS 30kVA 80 or 100 frame UPS and/or PDU | 10175
WADVULTRA-PX-34 | (1) Year Advantage Ultra Service Plan for (1) Symmetra PX UPS 40kVA 80 or 100 frame UPS and/or PDU | 10710
WADVULTRA-PX-35 | (1) Year Advantage Ultra Service Plan for (1) Symmetra PX UPS 50kVA 80 or 100 frame UPS and/or PDU | 10895
WADVULTRA-PX-36 | (1) Year Advantage Ultra Service Plan for (1) Symmetra PX UPS 60kVA 80 or 100 frame UPS and/or PDU | 11605
WADVULTRA-PX-37 | (1) Year Advantage Ultra Service Plan for (1) Symmetra PX UPS 70kVA 80 or 100 frame UPS and/or PDU | 11925
WADVULTRA-PX-38 | (1) Year Advantage Ultra Service Plan for (1) Symmetra PX UPS 80kVA 80 or 100 frame UPS and/or PDU | 12215
WADVULTRA-PX-39 | (1) Year Advantage Ultra Service Plan for (1) Symmetra PX UPS 90kVA 100 and/or PDU | 13195
WADVULTRA-PX-40 | (1) Year Advantage Ultra Service Plan for (1) PX RDP | 3110
WADVULTRA-PX-41 | (1) Year Advantage Ultra Service Plan for (1) Symmetra PX UPS 100kVA 100 and/or PDU | 14035
WADVULTRA-PX-61 | (1) Year Advantage Ultra Service Plan for (1) Symmetra PX 32k160H | 14790
WADVULTRA-PX-62 | (1) Year Advantage Ultra Service Plan for (1) Symmetra PX 48k or 64k160H | 18495
WADVULTRA-PX-66 | (1) Year Advantage Ultra Service for (1) Symmetra PX 160k160H | 35580
WADVULTRA-PX-72 | (1) Year Advantage Ultra Service Plan for (1) Symmetra PX 64k with PDU/XR | 25355
WADVULTRA-PX-75 | (1) Year Advantage Ultra Service Plan for (1) Symmetra PX 160k with PDU/XR | 39190
WADVULTRA-VL-200 | (1) Yr Advantage Ultra Service Plan for (1) Galaxy VL 200kW UPS | 18655
WADVULTRA-VL-300 | (1) Yr Advantage Ultra Service Plan for (1) Galaxy VL 300kW UPS | 20125
WADVULTRA-VL-400 | (1) Yr Advantage Ultra Service Plan for (1) Galaxy VL 400kW UPS | 21600
WADVULTRA-VL-500 | (1) Yr Advantage Ultra Service Plan for (1) Galaxy VL 500kW UPS | 23290
WADVULTRA-VS1-A15 | (1) Yr Advantage Ultra Service Plan for (1) Galaxy VS 10 to 15kW 208V UPS | 7550
WADVULTRA-VS1-A30 | (1) Yr Advantage Ultra Service Plan for (1) Galaxy VS 30kW UPS | 7810
WADVULTRA-VS1-A40 | (1) Yr Advantage Ultra Service Plan for (1) Galaxy VS 40kW UPS | 7940
WADVULTRA-VS1-A50 | (1) Yr Advantage Ultra Service Plan for (1) Galaxy VS 50kW 400 or 480V UPS | 8030
WADVULTRA-VS2-A40 | (1) Yr Advantage Ultra Service Plan for (1) Galaxy VS 10 to 15kW UPS | 8465
WADVULTRA-VS2-A41 | (1) Yr Advantage Ultra Service Plan for (1) Galaxy VS 20 to 25kW UPS | 8650
WADVULTRA-VS2-A50 | (1) Yr Advantage Ultra Service Plan for (1) Galaxy VS 30 to 50kW 208V UPS | 8435
WADVULTRA-VS2-A60 | (1) Yr Advantage Ultra Service Plan for (1) Galaxy VS 60kW UPS | 8630
WADVULTRA-VS3-A75 | (1) Yr Advantage Ultra Service Plan for (1) Galaxy VS 60 to 80kVA UPS | 10135
WADVULTRA-VS3-A150 | (1) Yr Advantage Ultra Service Plan for (1) Galaxy VS 100 to 150kVA UPS | 10850
WADVULTRA-VX-50 | (1) Yr Advantage Ultra Service Plan for (1) Galaxy VX 500 Scalable to 750kVA UPS | 20480
WADVULTRA-VX-51 | (1) Yr Advantage Ultra Service Plan for (1) Galaxy VX 500kVA UPS | 20200
WADVULTRA-VX-52 | (1) Yr Advantage Ultra Service Plan for (1) Galaxy VX 500kVA N+1 Redundant UPS | 28705
WADVULTRA-VX-53 | (1) Yr Advantage Ultra Service Plan for (1) Galaxy VX 500 Scalable to 1000kVA UPS | 20690
WADVULTRA-VX-54 | (1) Yr Advantage Ultra Service Plan for (1) Galaxy VX 500 Scalable to 1250kVA UPS | 20690
WADVULTRA-VX-55 | (1) Yr Advantage Ultra Service Plan for (1) Galaxy VX 500 Scalable to 1500kVA UPS | 20690
WADVULTRA-VX-62 | (1) Yr Advantage Ultra Service Plan for (1) Galaxy VX 625kVA UPS | 22800
WADVULTRA-VX-63 | (1) Yr Advantage Ultra Service Plan for (1) Galaxy VX 625kVA N+1 Redundant UPS | 28570
WADVULTRA-VX-64 | (1) Yr Advantage Ultra Service Plan for (1) Galaxy VX 625 Scalable to 1000kVA UPS | 23680
WADVULTRA-VX-75 | (1) Yr Advantage Ultra Service Plan for (1) Galaxy VX 750kVA UPS | 28620
WADVULTRA-VX-76 | (1) Yr Advantage Ultra Service Plan for (1) Galaxy VX 750kVA N+1 Redundant UPS | 31090
WADVULTRA-VX-77 | (1) Yr Advantage Ultra Service Plan for (1) Galaxy VX 750 Scalable to 1000kVA UPS | 29015
WADVULTRA-VX-78 | (1) Yr Advantage Ultra Service Plan for (1) Galaxy VX 750 Scalable to 1250kVA UPS | 29015
WADVULTRA-VX-79 | (1) Yr Advantage Ultra Service Plan for (1) Galaxy VX 750 Scalable to 1500kVA UPS | 29015
WADVULTRA-VX-100 | (1) Yr Advantage Ultra Service Plan for (1) Galaxy VX 1000kVA UPS | 33165
WADVULTRA-VX-101 | (1) Yr Advantage Ultra Service Plan for (1) Galaxy VX 1000kVA N+1 Redundant UPS | 37690
WADVULTRA-VX-102 | (1) Yr Advantage Ultra Service Plan for (1) Galaxy VX 1000 Scalable to 1250kVA UPS | 36610
WADVULTRA-VX-103 | (1) Yr Advantage Ultra Service Plan for (1) Galaxy VX 1000 Scalable to 1500kVA UPS | 38595
WADVULTRA-VX-120 | (1) Yr Advantage Ultra Service Plan for (1) Galaxy VX 1250kVA UPS | 38720
WADVULTRA-VX-121 | (1) Yr Advantage Ultra Service Plan for (1) Galaxy VX 1250kVA N+1 Redundant UPS | 35515
WADVULTRA-VX-122 | (1) Yr Advantage Ultra Service Plan for (1) Galaxy VX 1250 Scalable to 1500kVA UPS | 41065
WADVULTRA-VX-151 | (1) Yr Advantage Ultra Service Plan for (1) Galaxy VX 1500kVA N+1 Redundant UPS | 47885
WADVULTRAM-E6-37 | (1) Year Advantage Ultra Service Plan for (1) EPS 6000 300 to 375 kVA UPS > 10 years installed | 25430
WADVULTRAM-E7-50 | (1) Year Advantage Ultra Service Plan for (1) EPS 7000 300 to 500 kVA UPS > 10 years installed | 25260
WADVULTRAM-E8-10 | (1) Year Advantage Ultra Service Plan for (1) EPS 8000 1000 kVA UPS > 10 Years Installed | 29145
WADVULTRAM-E8-11 | (1) Year Advantage Ultra Service Plan for (1) EPS 8000 1100 to 1125 kVA UPS > 10 Years Installed | 31005
WADVULTRAM-E8-62 | (1) Year Advantage Ultra Service Plan for (1) EPS 8000 555 kVA UPS > 10 Years Installed | 26745
WADVULTRAM-E8-80 | (1) Year Advantage Ultra Service Plan for (1) EPS 8000 625 to 800 kVA UPS > 10 Years Installed | 28530
WADVULTRAM-G3-21 | (1) Year Advantage Ultra Service Plan for (1) Galaxy 3500 or SUVT 10-15 kVA UPS > 10 years installed | 5950
WADVULTRAM-G3-22 | (1) Year Advantage Ultra Service Plan for (1) Galaxy 3500 or SUVT 20 kVA UPS > 10 years installed | 7770
WADVULTRAM-G3-23 | (1) Year Advantage Ultra Service Plan for (1) Galaxy 3500 or SUVT 30 kVA UPS > 10 years installed | 8840
WADVULTRAM-G3-24 | (1) Year Advantage Ultra Service Plan for (1) Galaxy 3500 or SUVT 40 kVA UPS > 10 years installed | 9390
WADVULTRAM-MW-09 | (1) Year Advantage Ultra Service Plan for Symmetra MW 400kVA >10yrs Installed | 24290
WADVULTRAM-MW-10 | (1) Year Advantage Ultra Service Plan for Symmetra MW 600kVA >10yrs Installed | 29735
WADVULTRAM-MW-11 | (1) Year Advantage Ultra Service Plan for Symmetra MW 800kVA >10yrs Installed | 34435
WADVULTRAM-MW-12 | (1) Year Advantage Ultra Service Plan for Symmetra MW 1000kVA >10yrs Installed | 39880
WADVULTRAM-MW-13 | (1) Year Advantage Ultra Service Plan for Symmetra MW 1200kVA >10yrs Installed | 45150
WADVULTRAM-MW-14 | (1) Year Advantage Ultra Service Plan for Symmetra MW 1400kVA >10yrs Installed | 47470
WADVULTRAM-MW-15 | (1) Year Advantage Ultra Service Plan for Symmetra MW 1600kVA >10yrs Installed | 49365
WADVULTRAM-NX-81 | (1) YR Adv Ultra for (1) SY 100-250 kVA UPS, (2) XR Frames, PDU, 10 yrs installed | 30650
WADVULTRAM-NX-84 | (1) YR Adv Ultra for (1) SY 250 kVA UPS, (2) XR Frames, PDU, 10 yrs installed | 40250
WADVULTRAM-NX-85 | (1) YR Adv Ultra for (1) SY 300 kVA UPS, (4) XR Frames, PDU, 10 yrs installed | 45810
WADVULTRAM-NX-86 | (1) YR Adv Ultra for (1) SY 400 kVA UPS, (4) XR Frames, PDU, 10 yrs installed | 50835
WADVULTRAM-NX-87 | (1) YR Adv Ultra for (1) SY 500 kVA UPS, (4) XR Frames, PDU, 10 yrs installed | 56025
WADVULTRAM-PX-21 | (1) Year Advantage Ultra Service Plan for (1) Symmetra PX UPS 10kVA 40 and/or PDU >10yrs Installed | 9165
WADVULTRAM-PX-22 | (1) Year Advantage Ultra Service Plan for (1) Symmetra PX UPS 20kVA 40 and/or PDU >10yrs Installed | 9750
WADVULTRAM-PX-23 | (1) Year Advantage Ultra Service Plan for (1) Symmetra PX UPS 30kVA 40 and/or PDU >10yrs Installed | 10280
WADVULTRAM-PX-24 | (1) Year Advantage Ultra Service Plan for (1) Symmetra PX UPS 40kVA 40 and/or PDU >10yrs Installed | 10525
WADVULTRAM-PX-31 | 1 Year Advantage Ultra Service for 1 Symmetra PX 10kVA 80 / 100 frame UPS & or PDU >10yrs Installed | 11775
WADVULTRAM-PX-32 | 1 Year Advantage Ultra Service for 1 Symmetra PX 20kVA 80 / 100 frame UPS & or PDU >10yrs Installed | 12280
WADVULTRAM-PX-33 | 1 Year Advantage Ultra Service for 1 Symmetra PX 30kVA 80 / 100 frame UPS & or PDU >10yrs Installed | 12500
WADVULTRAM-PX-34 | 1 Year Advantage Ultra Service for 1 Symmetra PX 40kVA 80 / 100 frame UPS & or PDU >10yrs Installed | 13155
WADVULTRAM-PX-35 | 1 Year Advantage Ultra Service for 1 Symmetra PX 50kVA 80 / 100 frame UPS & or PDU >10yrs Installed | 13385
WADVULTRAM-PX-36 | 1 Year Advantage Ultra Service for 1 Symmetra PX 60kVA 80 / 100 frame UPS & or PDU >10yrs installed | 14260
WADVULTRAM-PX-37 | 1 Year Advantage Ultra Service for 1 Symmetra PX 70kVA 80 / 100 frame UPS & or PDU >10yrs installed | 14655
WADVULTRAM-PX-38 | 1 Year Advantage Ultra Service for 1 Symmetra PX 80kVA 80 / 100 frame UPS & or PDU >10yrs installed | 15000
WADVULTRAM-PX-39 | (1) YR Adv ULTRA for (1) Sym PX UPS 90kVA 100 and or PDU, 10 yrs installed | 15560
WADVULTRAM-PX-41 | (1) YR Adv ULTRA for (1) Sym PX UPS 100kVA 100 and or PDU, 10 yrs installed | 16545
WAOT-G5-00 | Advanced Operator Training for Galaxy 5000 | 7635
WAOT-G35-00 | Advanced Operator Training for Galaxy 3500, SUVT | 7635
WAOT-GP-00 | Advanced Operator Training for Galaxy PW | 7635
WAOT-GT-00 | Advanced Operator Training for Gutor PXC | 7635
WAOT-LB-00 | Advanced Operator Training for Lithium-Ion Battery System | 7410
WAOT-MW-00 | Advanced Operator Training for Symmetra MW | 7635
WAOT-NX-00 | Advanced Operator Training for Symmetra PX250/500 | 7635
WAOT-PX-00 | Advanced Operator Training for Symmetra PX 20 - 80 | 7635
WAOT-PX-100 | Advanced Operator Training for Symmetra PX 100 | 7635
WAOT-VL-00 | Advanced Operator Training for Galaxy VL | 7635
WAOT-VM-00 | Advanced Operator Training for Galaxy VM | 8015
WAOTCOOLROOM | Advanced Operator Training for In-Room Cooling | 8655
WAOTCOOLROW | Advanced Operator Training for In-Row Cooling | 8655
WAOTCR-SR-00 | Class Room Advanced Operator Training for SURT | Call for Quote
WASSEMOST-AX-00 | Assembly On Site Training Service for (1) Complete Thermal Containment Solution | 19505
WBEXTWAR1YLB-SE-01 | (1) Year Extended Warranty for SRV UPS with Lithium-Ion Battery - Level 01 | 276
WBEXTWAR1YLB-SE-02 | (1) Year Extended Warranty for SRV UPS with Lithium-Ion Battery - Level 02 | 506
WBEXTWAR1YLB-SE-03 | (1) Year Extended Warranty for SRV UPS with Lithium-Ion Battery - Level 03 | 803
WBEXTWAR1YR-AC-01 | Service Pack 1 Year Warranty Extension for Accessories | 71
WBEXTWAR1YR-AC-02 | Service Pack 1 Year Warranty Extension for Accessories | 98
WBEXTWAR1YR-AC-03 | Service Pack 1 Year Warranty Extension for Accessories | 156
WBEXTWAR1YR-AC-05 | Service Pack 1 Year Warranty Extension for Accessories | 580
WBEXTWAR1YR-AC-06 | Service Pack 1 Year Warranty Extension for Accessories | 1160
WBEXTWAR1YR-AC-07 | Service Pack 1 Year Warranty Extension for Accessories | 1930
WBEXTWAR1YR-NB-02 | Service Pack 1 Year Parts and Software Support Extended Warranty for 1 NetBotz 2-Series | 486
WBEXTWAR1YR-NB-07 | Service Pack 1 Year Parts and Software Support Extended Warranty for 1 NetBotz 7-Series | 1155
WBEXTWAR1YR-SD-01 | (1) Year Extended Warranty for (1) Easy UPS SMV/SMVS Level 01 | 104
WBEXTWAR1YR-SD-02 | (1) Year Extended Warranty for (1) Easy UPS SMV/SMVS Level 02 | 115
WBEXTWAR1YR-SD-03 | (1) Year Extended Warranty for (1) Easy UPS SMV/SMVS Level 03 | 188
WBEXTWAR1YR-SD-04 | (1) Year Extended Warranty for (1) Easy UPS SMV/SMVS Level 04 | 348
WBEXTWAR1YR-SP-04 | Service Pack 1 Year Warranty Extension (for new product purchases) | 227
WBEXTWAR2YLB-SE-01 | (2) Year Extended Warranty for SRV UPS with Lithium-Ion Battery - Level 01 | 387
WBEXTWAR2YLB-SE-02 | (2) Year Extended Warranty for SRV UPS with Lithium-Ion Battery - Level 02 | 702
WBEXTWAR2YLB-SE-03 | (2) Year Extended Warranty for SRV UPS with Lithium-Ion Battery - Level 03 | 1125
WBEXTWAR3YR-NB-02 | Service Pack 3 Years Parts and Software Support Extended Warranty for 1 NetBotz 2-Series | 1185
WBEXTWAR3YR-NB-07 | Service Pack 3 Years Parts and Software Support Extended Warranty for 1 NetBotz 7-Series | 2800
WDCE1YR5N-DIGI | Data Center Expert: 1 Year 5 Node Support | 148
WDCE1YR25N-DIGI | Data Center Expert: 1 Year 25 Node Support | 486
WDCE1YR100N-DIGI | Data Center Expert: 1 Year 100 Node Support | 1480
WDCE1YR500N-DIGI | Data Center Expert: 1 Year 500 Node Support | 5855
WDCE1YR1000N-DIGI | Data Center Expert: 1 Year 1000 Node Support | 10250
WDCE3YR25N-DIGI | Data Center Expert: 3 Year 25 Node Support | 1140
WDCE3YR100N-DIGI | Data Center Expert: 3 Year 100 Node Support | 3250
WDCE3YR500N-DIGI | Data Center Expert: 3 Year 500 Node Support | 13665
WDCE3YR1000N-DIGI | Data Center Expert: 3 Year 1000 Node Support | 24395
WE7TMM-SPL3 | MGE EPS 7000 MM Complete Set- Spare Part Kit Level 3 | 140725
WE7TSM-OPT1-SPL3 | MGE EPS 7000 600V SM Complete Set - Spare Part Kit Level 3 | 127045
WE7TSM-SPL3 | MGE EPS 7000 SM Complete Set - Spare Part Kit Level 3 | 153205
WE8T555K-OPT1-SPL3 | MGE EPS 8000 555 SM 600V Complete Set - Spare Part Kit Level 3 | 131390
WE8T555KMM-SPL3 | MGE EPS 8000 555 MM Comprehensive Set - Spare Part Kit Level 3 | 114890
WE8T555KSM-SPL3 | MGE EPS 8000 555 SM Comprehensive Set - Spare Part Kit Level 3 | 118835
WE8T625K-OPT1-SPL3 | MGE EPS 8000 625 SM 600V Complete Set - Spare Part Kit Level 3 | 132500
WE8T625K-OPT2-SPL3 | MGE EPS 8000 625 MM 600V Complete Set - Spare Part Kit Level 3 | 131250
WE8T625KMM-SPL3 | MGE EPS 8000 625 MM Comprehensive Set - Spare Part Kit Level 3 | 119360
WE8T625KSM-SPL3 | MGE EPS 8000 625 SM Comprehensive Set - Spare Part Kit Level 3 | 120420
WE8T800K-OPT1-SPL3 | MGE EPS 8000 800 SM EU TL2 Complete Set - Spare Part Kit Level 3 | 116275
WE8T800K-OPT1-SPL4 | MGE EPS 8000 800 SM EU TL2 Comprehensive Set - Spare Part Kit Level 4 | 170590
WE8T800K-OPT2-SPL3 | MGE EPS 8000 800 MM EU TL2 Complete Set - Spare Part Kit Level 3 | 115205
WE8T800K-OPT2-SPL4 | MGE EPS 8000 800 MM EU TL2 Comprehensive Set - Spare Part Kit Level 4 | 163760
WE8T800K-OPT3-SPL3 | MGE EPS 8000 800 MM EU TL3 Complete Set - Spare Part Kit Level 3 | 117600
WE8T800K-OPT3-SPL4 | MGE EPS 8000 800 MM EU TL3 Comprehensive Set - Spare Part Kit Level 4 | 163865
WE8T800K-OPT4-SPL3 | MGE EPS 8000 800 SM EU TL3 600V Complete Set - Spare Part Kit Level 3 | 130590
WE8T800K-SPL3 | MGE EPS 8000 800 SM EU TL3 Complete Set - Spare Part Kit Level 3 | 116390
WE8T800K-SPL4 | MGE EPS 8000 800 SM EU TL3 Comprehensive Set - Spare Part Kit Level 4 | 170700
WECON-PX-01 | 1 Year Essential Connect Service Plan L1 for Symmetra PX 0-40kVA | Call for Quote
WECON-PX-02 | 1 Year Essential Connect Service Plan L2 for Symmetra PX 41-150kVA | Call for Quote
WECON-PX-03 | 1 Year Essential Connect Service Plan L3 for Symmetra PX 151-500kVA | Call for Quote
WESPPLUS2-EZU-15 | (2) Year EcoStruxure Service Plan Plus for (1) Easy UPS 3S UL 10 - 15kVA UPS | 13400
WESPPLUS2-EZU-20 | (2) Year EcoStruxure Service Plan Plus for (1) Easy UPS 3S UL 20 kVA UPS | 13700
WESPPLUS2-EZU-30 | (2) Year EcoStruxure Service Plan Plus for (1) Easy UPS 3S UL 30 kVA UPS | 14005
WESPPLUS2-EZU-40 | (2) Year EcoStruxure Service Plan Plus for (1) Easy UPS 3S UL 40 kVA UPS | 14305
WESPPLUS2-G3-21 | (2) Year EcoStruxure Service Plan Plus for (1) Galaxy 3500 or SUVT 10-15 kVA UPS | 6355
WESPPLUS2-G3-22 | (2) Year EcoStruxure Service Plan Plus for (1) Galaxy 3500 or SUVT 20 kVA UPS | 8010
WESPPLUS2-G3-23 | (2) Year EcoStruxure Service Plan Plus for (1) Galaxy 3500 or SUVT 30 kVA UPS | 9145
WESPPLUS2-G3-24 | (2) Year EcoStruxure Service Plan Plus for (1) Galaxy 3500 or SUVT 40 kVA UPS | 9685
WESPPLUS2-PX-21 | (2) Year EcoStruxure Service Plan Plus for (1) Symmetra PX UPS 10kVA 40 | 9265
WESPPLUS2-PX-22 | (2) Year EcoStruxure Service Plan Plus for (1) Symmetra PX UPS 20kVA 40 | 9885
WESPPLUS2-PX-23 | (2) Year EcoStruxure Service Plan Plus for (1) Symmetra PX UPS 30kVA 40 | 10490
WESPPLUS2-PX-24 | (2) Year EcoStruxure Service Plan Plus for (1) Symmetra PX UPS 40kVA 40 | 10805
WESPPLUS2-VS1-A15 | (2) Year EcoStruxure Service Plan Plus for (1) Galaxy VS 10 - 15kVA UPS | 9000
WESPPLUS2-VS1-A30 | (2) Year EcoStruxure Service Plan Plus for (1) Galaxy VS 30 kVA UPS | 9000
WESPPLUS2-VS1-A40 | (2) Year EcoStruxure Service Plan Plus for (1) Galaxy VS 40 kVA UPS | 9000
WESPPLUS2-VS2-A40 | (2) Year EcoStruxure Service Plan Plus for (1) Galaxy VS 10 - 15kVA UPS | 9840
WESPPLUS2-VS2-A41 | (2) Year EcoStruxure Service Plan Plus for (1) Galaxy VS 20 - 25kVA UPS | 9840
WESPPLUS2-VS2-A50 | (2) Year EcoStruxure Service Plan Plus for (1) Galaxy VS 30 - 40kVA UPS | 8635
WESPULTRA2-EZU-15 | (2) Year EcoStruxure Service Plan Ultra for (1) Easy UPS 3S UL 10 - 15kVA UPS | 22290
WESPULTRA2-EZU-20 | (2) Year EcoStruxure Service Plan Ultra for (1) Easy UPS 3S UL 20 kVA UPS | 22705
WESPULTRA2-EZU-30 | (2) Year EcoStruxure Service Plan Ultra for (1) Easy UPS 3S UL 30 kVA UPS | 24530
WESPULTRA2-EZU-40 | (2) Year EcoStruxure Service Plan Ultra for (1) Easy UPS 3S UL 40 kVA UPS | 25820
WESPULTRA2-G3-21 | (2) Year EcoStruxure Service Plan Ultra for (1) Galaxy 3500 or SUVT 10-15 kVA UPS | 10600
WESPULTRA2-G3-22 | (2) Year EcoStruxure Service Plan Ultra for (1) Galaxy 3500 or SUVT 20 kVA UPS | 13825
WESPULTRA2-G3-23 | (2) Year EcoStruxure Service Plan Ultra for (1) Galaxy 3500 or SUVT 30 kVA UPS | 15740
WESPULTRA2-G3-24 | (2) Year EcoStruxure Service Plan Ultra for (1) Galaxy 3500 or SUVT 40 kVA UPS | 16705
WESPULTRA2-PX-21 | (2) Year EcoStruxure Service Plan Ultra for (1) Symmetra PX UPS 10kVA 40 | 15930
WESPULTRA2-PX-22 | (2) Year EcoStruxure Service Plan Ultra for (1) Symmetra PX UPS 20kVA 40 | 16945
WESPULTRA2-PX-23 | (2) Year EcoStruxure Service Plan Ultra for (1) Symmetra PX UPS 30kVA 40 | 17885
WESPULTRA2-PX-24 | (2) Year EcoStruxure Service Plan Ultra for (1) Symmetra PX UPS 40kVA 40 | 19040
WESPULTRA2-VS1-A15 | (2) Year EcoStruxure Service Plan Ultra for (1) Galaxy VS 10 - 15kVA UPS | 16130
WESPULTRA2-VS1-A30 | (2) Year EcoStruxure Service Plan Ultra for (1) Galaxy VS 30 kVA UPS | 16680
WESPULTRA2-VS1-A40 | (2) Year EcoStruxure Service Plan Ultra for (1) Galaxy VS 40 kVA UPS | 16970
WESPULTRA2-VS2-A40 | (2) Year EcoStruxure Service Plan Ultra for (1) Galaxy VS 10 - 15kVA UPS | 18090
WESPULTRA2-VS2-A41 | (2) Year EcoStruxure Service Plan Ultra for (1) Galaxy VS 20 - 25kVA UPS | 18470
WESPULTRA2-VS2-A50 | (2) Year EcoStruxure Service Plan Ultra for (1) Galaxy VS 30 - 40kVA UPS | 16280
WEXT1YR-MDC-03 | 1 Year Extended Warranty for (1) Level 3 Micro DC | 1905
WEXT1YR-MDC-04 | 1 Year Extended Warranty for (1) Level 4 Micro DC | 5660
WEXT1YR-MDC-05 | 1 Year Extended Warranty for (1) Level 5 Micro DC | 9775
WEXT1YR-UF-24 | 1 Year Extended Warranty, Parts Only, for 1 CW LE Model 4800 thru 5300 | 1925
WEXT1YR-UF-45 | 1 Year Extended Warranty, Parts Only, for 1 DX Unisplit Ceiling or Wall Mount Unit - Model 0341 | 560
WEXT1YR-UF-45C | 1 Year Extended Warranty for DX Unisplit Ceiling or Wall Mount Unit - Model 0341 Compressor(s) Only | 411
WEXT1YR-UF-47 | 1 Year Extended Warranty, Parts Only, for 1 DX Unisplit Ceiling or Wall Mount Unit - Model 0481 | 639
WEXT1YR-UF-47C | 1 Year Extended Warranty for DX Unisplit Ceiling or Wall Mount Unit - Model 0481 Compressor(s) Only | 476
WEXT2YR-UF-10 | 2 Year Extended Warranty for DX LE Model 0511 thru 0611 Compressor(s) Only | 393
WEXT2YR-UF-11 | 2 Year Extended Warranty for DX LE Model 0721 thru 0921 Compressor(s) Only | 652
WEXT2YR-UF-12 | 2 Year Extended Warranty for DX LE Model 1422 thru 1822 Compressor(s) Only | 674
WEXT2YR-UF-13 | 2 Year Extended Warranty for DX LE Max Model 2222 thru 3342 Compressor(s) Only | 1170
WEXT2YR-UF-24 | 2 Year Extended Warranty, Parts Only, for 1 CW LE Model 4800 thru 5300 | 4630
WEXT2YR-UF-45 | 2 Year Extended Warranty, Parts Only, for 1 DX Unisplit Ceiling or Wall Mount Unit - Model 0341 | 1065
WEXT2YR-UF-45C | 2 Year Extended Warranty for DX Unisplit Ceiling or Wall Mount Unit - Model 0341 Compressor(s) Only | 845
WEXT2YR-UF-47 | 2 Year Extended Warranty, Parts Only, for 1 DX Unisplit Ceiling or Wall Mount Unit - Model 0481 | 1215
WEXT2YR-UF-47C | 2 Year Extended Warranty for DX Unisplit Ceiling or Wall Mount Unit - Model 0481 Compressor(s) Only | 967
WEXT4YR-MDC-03 | 4 Year Extended Warranty for (1) Level 3 Micro DC | 6465
WEXT4YR-MDC-04 | 4 Year Extended Warranty for (1) Level 4 Micro DC | 19230
WEXT4YR-MDC-05 | 4 Year Extended Warranty for (1) Level 5 Micro DC | 33205
WEXT7YR-LB-EE | "(7) year parts only warranty for (1) type "E" Li Ion battery cabinet." | 10025
WEXT7YR-LB-GG | "(7) year parts only warranty for (1) type "G" Li Ion battery cabinet" | 10485
WEXT7YR-LB-OO | "(7) year parts only warranty for (1) type "O" Li Ion battery cabinet" | 7665
WEXT7YR-LB-SS | "(7) year parts only warranty for (1) type "S" Li Ion battery cabinet" | 8830
WEXTWAR1YLB-SE-01 | (1) Year Extended Warranty for SRV UPS with Lithium-Ion Battery - Level 01 (renewal or high volum) | 310
WEXTWAR1YLB-SE-02 | (1) Year Extended Warranty for SRV UPS with Lithium-Ion Battery - Level 02 (renewal or high volum) | 560
WEXTWAR1YLB-SE-03 | (1) Year Extended Warranty for SRV UPS with Lithium-Ion Battery - Level 03 (renewal or high volum) | 893
WEXTWAR1YR-AX-01 | 1 Year Extended Warranty for 3-10 kW Compressors | 195
WEXTWAR1YR-AX-02 | 1 Year Extended Warranty for 14-30 kW Compressors | 233
WEXTWAR1YR-AX-07 | 1 Year Extended Warranty, Parts Only for (1) 3.5kW split system unit | 782
WEXTWAR1YR-AX-60 | 1 Year Extended Warranty for (1) High-Density Cooling Enclosure | 2570
WEXTWAR1YR-NB-02 | 1 Year Parts and Software Support Extended Warranty for 1 NetBotz 2-Series | 683
WEXTWAR1YR-NB-07 | 1 Year Parts and Software Support Extended Warranty for 1 NetBotz 7-Series | 1610
WEXTWAR1YR-SD-01 | (1) Year Extended Warranty for (1) Easy UPS SMV Level 01 | 106
WEXTWAR1YR-SD-02 | (1) Year Extended Warranty for (1) Easy UPS SMV Level 02 | 117
WEXTWAR1YR-SD-03 | (1) Year Extended Warranty for (1) Easy UPS SMV Level 03 | 193
WEXTWAR1YR-SD-04 | (1) Year Extended Warranty for (1) Easy UPS SMV Level 04 | 368
WEXTWAR1YR-SP-01 | 1 Year Extended Warranty (Renewal or High Volume) | 84
WEXTWAR1YR-SP-02 | 1 Year Extended Warranty (Renewal or High Volume) | 92
WEXTWAR1YR-SP-03 | 1 Year Extended Warranty (Renewal or High Volume) | 150
WEXTWAR1YR-SP-05 | 1 Year Extended Warranty (Renewal or High Volume) | 558
WEXTWAR1YR-SP-06 | 1 Year Extended Warranty (Renewal or High Volume) | 1110
WEXTWAR1YR-SP-07 | 1 Year Extended Warranty (Renewal or High Volume) | 1840
WEXTWAR1YR-SP-08 | 1 Year Extended Warranty (Renewal or High Volume) | 2575
WEXTWAR1YR-SPL-11 | 1 Year Extended Warranty for Li-Ion Smart-UPS L11 | 106
WEXTWAR1YR-SPL-14 | 1 Year Extended Warranty for Li-Ion Smart-UPS L14 | 355
WEXTWAR2YLB-SE-01 | (2) Year Extended Warranty for SRV UPS with Lithium-Ion Battery - Level 01 (renewal or high volum) | 432
WEXTWAR2YLB-SE-02 | (2) Year Extended Warranty for SRV UPS with Lithium-Ion Battery - Level 02 (renewal or high volum) | 782
WEXTWAR2YLB-SE-03 | (2) Year Extended Warranty for SRV UPS with Lithium-Ion Battery - Level 03 (renewal or high volum) | 1250
WEXTWAR2YR-AX-07 | 2 Year Extended Warranty, Parts Only for (1) 3.5kW split system unit | 1480
WEXTWAR3YR-NB-02 | 3 Years Parts and Software Support Extended Warranty for 1 NetBotz 2-Series | 1660
WEXTWAR3YR-NB-07 | 3 Years Parts and Software Support Extended Warranty for 1 NetBotz 7-Series | 3915
WEXTWAR3YR-SC-03 | (3) Year Extended Warranty for (1) Smart-UPS with SmartConnect | 321
WEXTWAR3YR-SD-03 | (3) Year Extended Warranty for (1) Smart-UPS with SmartConnect Level 03 | 481
WEXTWAR3YR-SP-01 | 3 Year Extended Warranty (High Volume) | 172
WEXTWAR3YR-SP-02 | 3 Year Extended Warranty (High Volume) | 242
WEXTWAR3YR-SP-03 | 3 Year Extended Warranty (High Volume) | 373
WEXTWAR3YR-SP-05 | 3 Year Extended Warranty (High Volume) | 1390
WEXTWAR3YR-SP-06 | 3 Year Extended Warranty (High Volume) | 2770
WEXTWAR3YR-SP-07 | 3 Year Extended Warranty (High Volume) | 4605
WEXTWAR3YR-SP-08 | 3 Year Extended Warranty (High Volume) | 6450
WEXWAR1Y-AC-01 | 1 Year Warranty Extension for (1) Accessory (Renewal or High Volume) | 74
WEXWAR1Y-AC-02 | 1 Year Warranty Extension for (1) Accessory (Renewal or High Volume) | 106
WEXWAR1Y-AC-03 | 1 Year Warranty Extension for (1) Accessory (Renewal or High Volume) | 166
WEXWAR1Y-AC-04 | 1 Year Warranty Extension for (1) Accessory (Renewal or High Volume) | 319
WEXWAR1Y-AC-05 | 1 Year Warranty Extension for (1) Accessory (Renewal or High Volume) | 621
WEXWAR1Y-AC-06 | 1 Year Warranty Extension for (1) Accessory (Renewal or High Volume) | 1235
WEXWAR1Y-AC-07 | 1 Year Warranty Extension for (1) Accessory (Renewal or High Volume) | 2065
WG6T160/200K-SPL1 | MGE Galaxy 6000 160/200KVA Emergency Set - Spare Part Kit Level 1 | 19165
WG6T160/200K-SPL2 | MGE Galaxy 6000 Unitary UPS 160/200KVA Support Set - Spare Part Kit Level 2 | 49900
WG6T160/200K-SPL3 | MGE Galaxy 6000 Unitary UPS 160/200KVA Complete Set - Spare Part Kit Level 3 | 91995
WG6T250/300K-SPL1 | MGE Galaxy 6000 250/300KVA Emergency Set - Spare Part Kit Level 1 | 19540
WG6T250/300K-SPL2 | MGE Galaxy 6000 Unitary UPS 250/300KVA Support Set - Spare Part Kit Level 2 | 50225
WG6T250/300K-SPL3 | MGE Galaxy 6000 Unitary UPS 250/300KVA Complete Set - Spare Part Kit Level 3 | 61885
WG6T250K-OPT1-SPL1 | MGE Galaxy 6000 Modular UPS 250/300KVA Emergency Set - Spare Part Kit Level 1 | 18240
WG6T250K-OPT1-SPL2 | MGE Galaxy 6000 Modular UPS 250/300KVA Support Set - Spare Part Kit Level 2 | 55265
WG6T250K-OPT1-SPL3 | MGE Galaxy 6000 Modular UPS 250/300KVA Complete Set - Spare Part Kit 3 | 82055
WG6T250K-OPT2-SPL2 | MGE Galaxy 6000 Parallel UPS 250/300KVA Support Set - Spare Part Kit Level 2 | 51225
WG6T250K-OPT2-SPL3 | MGE Galaxy 6000 Parallel UPS 250/300KVA Complete Set - Spare Part Kit Level 3 | 81025
WG6T400K-OPT1-SPL1 | MGE Galaxy 6000 Modular UPS 400KVA Emergency Set - Spare Part Kit Level 1 | 19575
WG6T400K-OPT1-SPL2 | MGE Galaxy 6000 Modular UPS 400KVA Support Set - Spare Part Kit Level 2 | 56135
WG6T400K-OPT1-SPL3 | MGE Galaxy 6000 Modular UPS 400KVA Complete Set - Spare Part Kit Level 3 | 85770
WG6T400K-OPT2-SPL2 | MGE Galaxy 6000 Parallel UPS 400KVA Support Set - Spare Part Kit Level 2 | 52620
WG6T400K-OPT2-SPL3 | MGE Galaxy 6000 Parallel UPS 400KVA Complete Set - Spare Part Kit Level 3 | 84765
WG6T400K-SPL1 | MGE Galaxy 6000 400KVA Emergency Set - Spare Part Kit Level 1 | 20825
WG6T400K-SPL2 | MGE Galaxy 6000 Unitary UPS 400KVA Support Set - Spare Part Kit Level 2 | 51445
WG6T400K-SPL3 | MGE Galaxy 6000 Unitary UPS 400KVA Complete Set - Spare Part Kit Level 3 | 82130
WG6T450K-OPT1-SPL1 | MGE Galaxy 6000 Modular UPS 450KVA Emergency Set - Spare Part Kit Level 1 | 20980
WG6T450K-OPT1-SPL2 | MGE Galaxy 6000 Modular UPS 450KVA Support Set - Spare Part Kit Level 2 | 46720
WG6T450K-OPT1-SPL3 | MGE Galaxy 6000 Modular UPS 450KVA Complete Set - Spare Part Kit Level 3 | 74890
WG6T450K-OPT2-SPL2 | MGE Galaxy 6000 Parallel UPS 450KVA Support Set - Spare Part Kit Level 2 | 48140
WG6T450K-OPT2-SPL3 | MGE Galaxy 6000 Parallel UPS 450KVA Complete Set - Spare Part Kit Level 3 | 71905
WG6T450K-SPL1 | MGE Galaxy 6000 450KVA Emergency Set - Spare Part Kit Level 1 | 22365
WG6T450K-SPL3 | MGE Galaxy 6000 Unitary UPS 450KVA Complete Set - Spare Part Kit Level 3 | 70335
WG6T500K-OPT1-SPL1 | MGE Galaxy 6000 Modular UPS 500KVA Emergency Set - Spare Part Kit Level 1 | 21420
WG6T500K-OPT1-SPL2 | MGE Galaxy 6000 Modular UPS 500KVA Support Set - Spare Part Kit Level 2 | 47185
WG6T500K-OPT1-SPL3 | MGE Galaxy 6000 Modular UPS 500KVA Complete Set - Spare Part Kit Level 3 | 77015
WG6T500K-OPT2-SPL2 | MGE Galaxy 6000 Parallel UPS 500KVA Support Set - Spare Part Kit Level 2 | 48580
WG6T500K-OPT2-SPL3 | MGE Galaxy 6000 Parallel UPS 500KVA Complete Set - Spare Part Kit Level 3 | 74080
WG6T500K-OPT3-SPL2 | MGE Galaxy 6000 380-415V SBS 500KVA Support Set - Spare Part Kit Level 2 | 10950
WG6T500K-OPT3-SPL3 | MGE Galaxy 6000 380-415V SBS 500KVA Complete Set - Spare Part Kit Level 3 | 18055
WG6T500K-SPL1 | MGE Galaxy 6000 500KVA Emergency Set - Spare Part Kit Level 1 | 22815
WG6T500K-SPL2 | MGE Galaxy 6000 Unitary UPS 500KVA Support Set - Spare Part Kit Level 2 | 47405
WG6T500K-SPL3 | MGE Galaxy 6000 Unitary UPS 500KVA Complete Set - Spare Part Kit Level 3 | 72525
WG6T600K-OPT2-SPL2 | MGE Galaxy 6000 Parallel UPS 600KVA Support Set - Spare Part Kit Level 2 | 52515
WG6T600K-OPT2-SPL3 | MGE Galaxy 6000 Parallel UPS 600KVA Complete Set - Spare Part Kit Level 3 | 87825
WG6T600K-SPL1 | MGE Galaxy 6000 600KVA Emergency Set - Spare Part Kit Level 1 | 20360
WG6T600K-SPL2 | MGE Galaxy 6000 Unitary UPS 600KVA Support Set - Spare Part Kit Level 2 | 51330
WG6T600K-SPL3 | MGE Galaxy 6000 Unitary UPS 600KVA Complete Set - Spare Part Kit Level 3 | 85045
WG6T2000K-SPL3 | MGE Galaxy 6000 380-415V SBS 2000KVA Complete Set - Spare Part Kit Level 3 | 34100
WG7T160/200K-SPL1 | MGE GALAXY 7000 160 / 200KVA EMERGENCY SET - SPARE PART KIT LEVEL 1 | 1555
WG7T160/200K-SPL2 | MGE GALAXY 7000 160 / 200KVA SUPPORT SET - SPARE PART KIT LEVEL 2 | 10750
WG7T160/200K-SPL3 | MGE GALAXY 7000 160 / 200KVA COMPLETE SET - SPARE PART KIT LEVEL 3 | 16455
WG7T250/300K-SPL1 | MGE Galaxy 7000 250/300KVA Emergency Set - Spare Part Kit Level 1 | 1695
WG7T250/300K-SPL2 | MGE Galaxy 7000 250/300KVA Support Set - Spare Part Kit Level 2 | 8500
WG7T250/300K-SPL3 | MGE Galaxy 7000 250/300KVA Complete Set - Spare Part Kit Level 3 | 20590
WG7T400K-SPL1 | MGE Galaxy 7000 400KVA Emergency Set - Spare Part Kit Level 1 | 4525
WG7T400K-SPL2 | MGE Galaxy 7000 400KVA Support Set - Spare Part Kit Level 2 | 13550
WG7T400K-SPL3 | MGE Galaxy 7000 400KVA Complete Set - Spare Part Kit Level 3 | 21460
WG7T500K-SPL1 | MGE Galaxy 7000 500KVA Emergency Set - Spare Part Kit Level 1 | 3265
WG7T500K-SPL2 | MGE Galaxy 7000 500KVA Support Set - Spare Part Kit Level 2 | 13780
WG7T500K-SPL3 | MGE Galaxy 7000 500KVA Complete Set - Spare Part Kit Level 3 | 33675
WG7T800K-SPL2 | MGE Galaxy 7000 800KVA Support Set - Spare Part Kit Level 2 | 4365
WG7T800K-SPL3 | MGE Galaxy 7000 800KVA Complete Set - Spare Part Kit Level 3 | 6835
WG9T900K-OPT2-SPL2 | MGE Galaxy 9000 Parallel UPS 900KVA Support Set - Spare Part Kit Level 2 | 50490
WG9T900K-OPT2-SPL3 | MGE Galaxy 9000 Parallel UPS 900KVA Complete Set - Spare Part Kit Level 3 | 89935
WG9T900K-SPL1 | MGE Galaxy 9000 900KVA Emergency Set - Spare Part Kit Level 1 | 15525
WG9T900K-SPL2 | MGE Galaxy 9000 900KVA Support Set - Spare Part Kit Level 2 | 49105
WG9T900K-SPL3 | MGE Galaxy 9000 900KVA Complete Set - Spare Part Kit Level 3 | 88540
WG9T1200K-SPL2 | MGE Galaxy 9000 380-400V SBS 1200KVA Support Set - Spare Part Kit Level 2 | 14160
WG9T1200K-SPL3 | MGE Galaxy 9000 380-400V SBS 1200KVA Complete Set - Spare Part Kit Level 3 | 25945
WG9T2000K-SPL2 | MGE Galaxy 9000 380-415V SBS 2000KVA Support Set - Spare Part Kit Level 2 | 18375
WG9T2000K-SPL3 | MGE Galaxy 9000 380-415V SBS 2000KVA Complete Set - Spare Part Kit Level 3 | 34100
WINT-E3L250-300-L1 | Pro Plus Intervention Kit for Easy UPS 3L 250KH, 300KH and Galaxy UPS 250KHT, 300KHT | 31765
WINT-E3L400KH-L1 | Pro Plus Intervention Kit for Easy UPS 3L 400KH and Galaxy UPS 3L 400KHT | 32265
WINT-E3L500KH-L1 | Pro Plus Intervention Kit for Easy UPS 3L 500KH and Galaxy UPS 3L 500KHT | 36470
WINT-E3L600KH-L1 | Pro Plus Intervention Kit for Easy UPS 3L 600KH and Galaxy UPS 3L 600KHT | 40975
WINT-E3M60KH-L1 | Pro Plus Intervention Kit for Easy UPS 3M 60KHB | 23395
WINT-E3M60KHB-L1 | Pro Plus Intervention Kit for Easy UPS 3M 60KH | 22165
WINT-E3M80KH-L1 | Pro Plus Intervention Kit for Easy UPS 3M 80KHB | 19660
WINT-E3M80KHB-L1 | Pro Plus Intervention Kit for Easy UPS 3M 80KH | 18355
WINT-E3M100KH-L1 | Pro Plus Intervention Kit for Easy UPS 3M 100KH and 50KFN | 19945
WINT-E3M120KH-L1 | Pro Plus Intervention Kit for Easy UPS 3M 120KH and 60KFN | 26810
WINT-E3M160KH-L1 | Pro Plus Intervention Kit for Easy UPS 3M 160KH and 80KFN | 27350
WINT-E3M200KH-L1 | Pro Plus Intervention Kit for Easy UPS 3M 200KH and 100KFN | 21320
WINT-E3S10K-L1 | Essential Intervention Kit for Easy UPS 3S 10K | 391
WINT-E3S10K-L2 | Pro Plus Intervention Kit for Easy UPS 3S 10K | 11025
WINT-E3S10KFB-L1 | Essential Intervention Kit for Easy UPS 3S 10KFB | 708
WINT-E3S10KFB-L2 | Pro Plus Intervention Kit for Easy UPS 3S 10K | 14880
WINT-E3S15-20FB-L1 | Essential Intervention Kit for Easy UPS 3S 15-20FB | 490
WINT-E3S15-20FB-L2 | Pro Plus Intervention Kit for Easy UPS 3S 15-20FB | 23610
WINT-E3S15K3I-L1 | Essential Intervention Kit for Easy UPS 3S 15K3I | 800
WINT-E3S15K3I-L2 | Pro Plus Intervention Kit for Easy UPS 3S 15K3I | 12200
WINT-E3S15KH-L1 | Essential Intervention Kit for Easy UPS 3S 15KH | 540
WINT-E3S15KH-L2 | Pro Plus Intervention Kit for Easy UPS 3S 15KH | 11825
WINT-E3S20K3I-L1 | Essential Intervention Kit for Easy UPS 3S 20K3I | 657
WINT-E3S20K3I-L2 | Pro Plus Intervention Kit for Easy UPS 3S 20K3I | 16485
WINT-E3S20KH-L1 | Essential Intervention Kit for Easy UPS 3S 20KH and 10KFB1 | 657
WINT-E3S20KH-L2 | Pro Plus Intervention Kit for Easy UPS 3S 20KH and 10KFB1 | 16275
WINT-E3S30K3I-L1 | Essential Intervention Kit for Easy UPS 3S 30K3I | 639
WINT-E3S30K3I-L2 | Pro Plus Intervention Kit for Easy UPS 3S 30K3I | 17920
WINT-E3S30KFB-L1 | Essential Intervention Kit for Easy UPS 3S 30KFB | 488
WINT-E3S30KFB-L2 | Pro Plus Intervention Kit for Easy UPS 3S 30KFB | 26095
WINT-E3S30KH-L1 | Essential Intervention Kit for Easy UPS 3S 30KH and 15KFB1 | 639
WINT-E3S30KH-L2 | Pro Plus Intervention Kit for Easy UPS 3S 30KH and 15KFB1 | 17190
WINT-E3S40KFB-L1 | Essential Intervention Kit for Easy UPS 3S 40KFB | 1375
WINT-E3S40KFB-L2 | Pro Plus Intervention Kit for Easy UPS 3S 40KFB | 31635
WINT-E3S40KH-L1 | Essential Intervention Kit for Easy UPS 3S 40KHB and 20KFB1 | 519
WINT-E3S40KH-L2 | Pro Plus Intervention Kit for Easy UPS 3S 40KHB and 20KFB1 | 14805
WINT-E3S40KHB-L1 | Essential Intervention Kit for Easy UPS 3S 40KH | 521
WINT-E3S40KHB-L2 | Pro Plus Intervention Kit for Easy UPS 3S 40KH | 14435
WITEDS1YOFW-SDL-11 | 1 YR On-Site (Out of Factory Wty) IT Expert Enabled Dispatch Service for Li-Ion Smart-UPS L11 | 535
WITEDS1YOFW-SDL-12 | 1 YR On-Site (Out of Factory Wty) IT Expert Enabled Dispatch Service for Li-Ion Smart-UPS L12 | 576
WITEDS1YOFW-SDL-13 | 1 YR On-Site (Out of Factory Wty) IT Expert Enabled Dispatch Service for Li-Ion Smart-UPS L13 | 720
WITEDS1YOFW-SDL-14 | 1 YR On-Site (Out of Factory Wty) IT Expert Enabled Dispatch Service for Li-Ion Smart-UPS L14 | 965
WITEDS1YOFW-SDL-15 | 1 YR On-Site (Out of Factory Wty) IT Expert Enabled Dispatch Service for Li-Ion Smart-UPS L15 | 1300
WITEDS1YOFW-SDL-16 | 1 YR On-Site (Out of Factory Wty) IT Expert Enabled Dispatch Service for Li-Ion Smart-UPS L16 | 1890
WITEDS1YOFW-SDL-17 | 1 YR On-Site (Out of Factory Wty) IT Expert Enabled Dispatch Service for Li-Ion Smart-UPS L17 | 3025
WITEDS1YOFW-SDL-18 | 1 YR On-Site (Out of Factory Wty) IT Expert Enabled Dispatch Service for Li-Ion Smart-UPS L18 | 3950
WITEDS1YR-AD-01 | 1 YR On-Site Upg to Factory Wty for Accessories with IT Expert Enabled Dispatch Service | 128
WITEDS1YR-AD-02 | 1 YR On-Site Upg to Factory Wty for Accessories with IT Expert Enabled Dispatch Service | 128
WITEDS1YR-AD-03 | 1 YR On-Site Upg to Factory Wty for Accessories with IT Expert Enabled Dispatch Service | 162
WITEDS1YR-AD-04 | 1 YR On-Site Upg to Factory Wty for Accessories with IT Expert Enabled Dispatch Service | 294
WITEDS1YR-SD-01 | 1 YR On-Site Upgrade to Factory Warranty with IT Expert Enabled Dispatch Service | 119
WITEDS1YR-SD-02 | 1 YR On-Site Upgrade to Factory Warranty with IT Expert Enabled Dispatch Service | 119
WITEDS1YR-SD-03 | 1 YR On-Site Upgrade to Factory Warranty with IT Expert Enabled Dispatch Service | 152
WITEDS1YR-SD-04 | 1 YR On-Site Upgrade to Factory Warranty with IT Expert Enabled Dispatch Service | 274
WITEDS1YR-SD-05 | 1 YR On-Site Upgrade to Factory Warranty with IT Expert Enabled Dispatch Service | 618
WITEDS1YR-SD-06 | 1 YR On-Site Upgrade to Factory Warranty with IT Expert Enabled Dispatch Service | 715
WITEDS1YR-SD-07 | 1 YR On-Site Upgrade to Factory Warranty with IT Expert Enabled Dispatch Service | 818
WITEDS1YR-SD-08 | 1 YR On-Site Upgrade to Factory Warranty with IT Expert Enabled Dispatch Service | 863
WITEDS1YR-SDL-11 | 1 YR On-Site for Li-Ion Smart-UPS with IT Expert Enabled Dispatch Service L11 | 119
WITEDS1YR-SDL-12 | 1 YR On-Site for Li-Ion Smart-UPS with IT Expert Enabled Dispatch Service L12 | 119
WITEDS1YR-SDL-13 | 1 YR On-Site for Li-Ion Smart-UPS with IT Expert Enabled Dispatch Service L13 | 152
WITEDS1YR-SDL-14 | 1 YR On-Site for Li-Ion Smart-UPS with IT Expert Enabled Dispatch Service L14 | 274
WITEDS1YR-SDL-15 | 1 YR On-Site for Li-Ion Smart-UPS with IT Expert Enabled Dispatch Service L15 | 623
WITEDS1YR-SDL-16 | 1 YR On-Site for Li-Ion Smart-UPS with IT Expert Enabled Dispatch Service L16 | 717
WITEDS1YR-SDL-17 | 1 YR On-Site for Li-Ion Smart-UPS with IT Expert Enabled Dispatch Service L17 | 818
WITEDS1YR-SDL-18 | 1 YR On-Site for Li-Ion Smart-UPS with IT Expert Enabled Dispatch Service L18 | 870
WITEDS1YROFW-SD-01 | 1 YR On-Site (Out of Factory Wty) IT Expert Enabled Dispatch Service | 359
WITEDS1YROFW-SD-02 | 1 YR On-Site (Out of Factory Wty) IT Expert Enabled Dispatch Service | 476
WITEDS1YROFW-SD-03 | 1 YR On-Site (Out of Factory Wty) IT Expert Enabled Dispatch Service | 506
WITEDS1YROFW-SD-04 | 1 YR On-Site (Out of Factory Wty) IT Expert Enabled Dispatch Service | 535
WITEDS1YROFW-SD-05 | 1 YR On-Site (Out of Factory Wty) IT Expert Enabled Dispatch Service | 785
WITEDS1YROFW-SD-06 | 1 YR On-Site (Out of Factory Wty) IT Expert Enabled Dispatch Service | 1510
WITEDS1YROFW-SD-07 | 1 YR On-Site (Out of Factory Wty) IT Expert Enabled Dispatch Service | 2455
WITEDS1YROFW-SD-08 | 1 YR On-Site (Out of Factory Wty) IT Expert Enabled Dispatch Service | 3025
WITEDS3YR-SD-01 | 3 YR On-Site Upgrade to Factory Warranty with IT Expert Enabled Dispatch Service | 391
WITEDS3YR-SD-02 | 3 YR On-Site Upgrade to Factory Warranty with IT Expert Enabled Dispatch Service | 391
WITEDS3YR-SD-03 | 3 YR On-Site Upgrade to Factory Warranty with IT Expert Enabled Dispatch Service | 506
WITEDS3YR-SD-04 | 3 YR On-Site Upgrade to Factory Warranty with IT Expert Enabled Dispatch Service | 902
WITEDS3YR-SD-05 | 3 YR On-Site Upgrade to Factory Warranty with IT Expert Enabled Dispatch Service | 2035
WITEDS3YR-SD-06 | 3 YR On-Site Upgrade to Factory Warranty with IT Expert Enabled Dispatch Service | 2355
WITEDS3YR-SD-07 | 3 YR On-Site Upgrade to Factory Warranty with IT Expert Enabled Dispatch Service | 2700
WITEDS3YR-SD-08 | 3 YR On-Site Upgrade to Factory Warranty with IT Expert Enabled Dispatch Service | 2850
WITEDS5YR-SD-01 | 5 YR On-Site with IT Expert Enabled Dispatch Service | 780
WITEDS5YR-SD-02 | 5 YR On-Site with IT Expert Enabled Dispatch Service | 780
WITEDS5YR-SD-03 | 5 YR On-Site with IT Expert Enabled Dispatch Service | 1100
WITEDS5YR-SD-04 | 5 YR On-Site with IT Expert Enabled Dispatch Service | 2220
WITEDS5YR-SD-05 | 5 YR On-Site with IT Expert Enabled Dispatch Service | 4055
WITEDS5YR-SD-06 | 5 YR On-Site with IT Expert Enabled Dispatch Service | 7415
WITEDS5YR-SD-07 | 5 YR On-Site with IT Expert Enabled Dispatch Service | 9270
WITEDS5YR-SD-08 | 5 YR On-Site with IT Expert Enabled Dispatch Service | 10305
WITEDS5YR-SDL-11 | 5 YR On-Site with IT Expert Enabled Dispatch Service | 530
WITEDS5YR-SDL-12 | 5 YR On-Site with IT Expert Enabled Dispatch Service | 530
WITEDS5YR-SDL-13 | 5 YR On-Site with IT Expert Enabled Dispatch Service | 690
WITEDS5YR-SDL-14 | 5 YR On-Site with IT Expert Enabled Dispatch Service | 1235
WITEDS5YR-SDL-15 | 5 YR On-Site with IT Expert Enabled Dispatch Service | 2805
WITEDS5YR-SDL-16 | 5 YR On-Site with IT Expert Enabled Dispatch Service | 3220
WITEDS5YR-SDL-17 | 5 YR On-Site with IT Expert Enabled Dispatch Service | 3680
WITEDS5YR-SDL-18 | 5 YR On-Site with IT Expert Enabled Dispatch Service | 3900
WITEDS-TT-D1 | IT Expert Enabled Dispatch Services Operator Training for L1 Troubleshooting | 1530
WITG | NETWORK INTEGRATION SERVICE | Call for Quote
WMD1YOSNBD-DDC-01A | 1 YR Service Coverage with Monitoring & Dispatch for MDC Level 1A (SmartConnect or NMC Required) | 566
WMD1YOSNBD-DDC-01B | 1 YR Service Coverage with Monitoring & Dispatch for MDC Level 1B (SmartConnect or NMC Required) | 1020
WMD1YOSNBD-DDC-01C | 1 YR Service Coverage with Monitoring & Dispatch for MDC Level 1C (SmartConnect or NMC Required) | 1385
WMD1YOSNBD-DDC-02A | 1 YR Service Coverage with Monitoring & Dispatch for MDC Level 2A (SmartConnect or NMC Required) | 764
WMD1YOSNBD-DDC-02B | 1 YR Service Coverage with Monitoring & Dispatch for MDC Level 2B (SmartConnect or NMC Required) | 1215
WMD1YOSNBD-DDC-02C | 1 YR Service Coverage with Monitoring & Dispatch for MDC Level 2C (SmartConnect or NMC Required) | 1585
WMD1YOSNBD-DDC-03A | 1 YR Service Coverage with Monitoring & Dispatch for MDC Level 3A (SmartConnect or NMC Required) | 1870
WMD1YOSNBD-DDC-03B | 1 YR Service Coverage with Monitoring & Dispatch for MDC Level 3B (SmartConnect or NMC Required) | 2315
WMD1YOSNBD-DDC-03C | 1 YR Service Coverage with Monitoring & Dispatch for MDC Level 3C (SmartConnect or NMC Required) | 2690
WMD1YOSNBD-SDL-11 | 1 YR Service Coverage with Monitoring & Dispatch for Li-Ion Smart-UPS L11 | 197
WMD1YOSNBD-SDL-12 | 1 YR Service Coverage with Monitoring & Dispatch for Li-Ion Smart-UPS L12 | 197
WMD1YOSNBD-SDL-13 | 1 YR Service Coverage with Monitoring & Dispatch for Li-Ion Smart-UPS L13 | 213
WMD1YOSNBD-SDL-14 | 1 YR Service Coverage with Monitoring & Dispatch for Li-Ion Smart-UPS L14 | 337
WMD1YOSNBD-SDL-15 | 1 YR Service Coverage with Monitoring & Dispatch for Li-Ion Smart-UPS L15 | 769
WMD1YOSNBD-SDL-16 | 1 YR Service Coverage with Monitoring & Dispatch for Li-Ion Smart-UPS L16 | 895
WMD1YOSNBD-SDL-17 | 1 YR Service Coverage with Monitoring & Dispatch for Li-Ion Smart-UPS L17 | 1020
WMD1YOSNBD-SDL-18 | 1 YR Service Coverage with Monitoring & Dispatch for Li-Ion Smart-UPS L18 | 1080
WMD1YOSOFW-SD-01 | 1 YR On-Site (Out of Factory Wty) with Monitoring & Dispatch (SmartConnect or NMC Required) | 449
WMD1YOSOFW-SD-02 | 1 YR On-Site (Out of Factory Wty) with Monitoring & Dispatch (SmartConnect or NMC Required) | 591
WMD1YOSOFW-SD-03 | 1 YR On-Site (Out of Factory Wty) with Monitoring & Dispatch (SmartConnect or NMC Required) | 634
WMD1YOSOFW-SD-04 | 1 YR On-Site (Out of Factory Wty) with Monitoring & Dispatch (SmartConnect or NMC Required) | 668
WMD1YOSOFW-SD-05 | 1 YR On-Site (Out of Factory Wty) with Monitoring & Dispatch (SmartConnect or NMC Required) | 980
WMD1YOSOFW-SD-06 | 1 YR On-Site (Out of Factory Wty) with Monitoring & Dispatch (SmartConnect or NMC Required) | 1885
WMD1YOSOFW-SD-07 | 1 YR On-Site (Out of Factory Wty) with Monitoring & Dispatch (SmartConnect or NMC Required) | 3070
WMD1YOSOFW-SD-08 | 1 YR On-Site (Out of Factory Wty) with Monitoring & Dispatch (SmartConnect or NMC Required) | 3780
WMD1YOSOFW-SDL-11 | 1 YR On-Site (Out of Factory Wty) with Monitoring & Dispatch for Li-Ion Smart-UPS L11 | 614
WMD1YOSOFW-SDL-12 | 1 YR On-Site (Out of Factory Wty) with Monitoring & Dispatch for Li-Ion Smart-UPS L12 | 708
WMD1YOSOFW-SDL-13 | 1 YR On-Site (Out of Factory Wty) with Monitoring & Dispatch for Li-Ion Smart-UPS L13 | 805
WMD1YOSOFW-SDL-14 | 1 YR On-Site (Out of Factory Wty) with Monitoring & Dispatch for Li-Ion Smart-UPS L14 | 1025
WMD1YOSOFW-SDL-15 | 1 YR On-Site (Out of Factory Wty) with Monitoring & Dispatch for Li-Ion Smart-UPS L15 | 1325
WMD1YOSOFW-SDL-16 | 1 YR On-Site (Out of Factory Wty) with Monitoring & Dispatch for Li-Ion Smart-UPS L16 | 2265
WMD1YOSOFW-SDL-17 | 1 YR On-Site (Out of Factory Wty) with Monitoring & Dispatch for Li-Ion Smart-UPS L17 | 3695
WMD1YOSOFW-SDL-18 | 1 YR On-Site (Out of Factory Wty) with Monitoring & Dispatch for Li-Ion Smart-UPS L18 | 4550
WMD5YOSNBD-SD-01 | 5 YR Service Coverage with Monitoring & Dispatch (SmartConnect or NMC Required) | 864
WMD5YOSNBD-SD-02 | 5 YR Service Coverage with Monitoring & Dispatch (SmartConnect or NMC Required) | 864
WMD5YOSNBD-SD-03 | 5 YR Service Coverage with Monitoring & Dispatch (SmartConnect or NMC Required) | 1220
WMD5YOSNBD-SD-04 | 5 YR Service Coverage with Monitoring & Dispatch (SmartConnect or NMC Required) | 2470
WMD5YOSNBD-SD-05 | 5 YR Service Coverage with Monitoring & Dispatch (SmartConnect or NMC Required) | 4505
WMD5YOSNBD-SD-06 | 5 YR Service Coverage with Monitoring & Dispatch (SmartConnect or NMC Required) | 8235
WMD5YOSNBD-SD-07 | 5 YR Service Coverage with Monitoring & Dispatch (SmartConnect or NMC Required) | 10300
WMD5YOSNBD-SD-08 | 5 YR Service Coverage with Monitoring & Dispatch (SmartConnect or NMC Required) | 11450
WMD5YOSNBD-SDL-11 | 5 YR Service Coverage with Monitoring & Dispatch (SmartConnect or NMC Required) | 881
WMD5YOSNBD-SDL-12 | 5 YR Service Coverage with Monitoring & Dispatch (SmartConnect or NMC Required) | 881
WMD5YOSNBD-SDL-13 | 5 YR Service Coverage with Monitoring & Dispatch (SmartConnect or NMC Required) | 942
WMD5YOSNBD-SDL-14 | 5 YR Service Coverage with Monitoring & Dispatch (SmartConnect or NMC Required) | 1510
WMD5YOSNBD-SDL-15 | 5 YR Service Coverage with Monitoring & Dispatch (SmartConnect or NMC Required) | 3455
WMD5YOSNBD-SDL-16 | 5 YR Service Coverage with Monitoring & Dispatch (SmartConnect or NMC Required) | 4025
WMD5YOSNBD-SDL-17 | 5 YR Service Coverage with Monitoring & Dispatch (SmartConnect or NMC Required) | 4590
WMD5YOSNBD-SDL-18 | 5 YR Service Coverage with Monitoring & Dispatch (SmartConnect or NMC Required) | 4840
WMODFANRPL-MP-11 | SYPX Fan Replace Service for (11) fan kit for SYPM10KF/H type modules ONLY (not High Eff) | 9595
WMODFANRPL-MP-12 | SYPX Fan Replace Service for (12) fan kit for SYPM10KF/H type modules ONLY (not High Eff) | 10200
WMPMV5X8-AX-31 | Monthly Preventative Maintenance 5X8 for NetworkAIR CM A/W/G/PC with OHE | 16385
WMS1YR10N | 1 Year 10 Node StruxureWare Data Center Expert Software Support Contract | 297
WMS1YR25N | 1 Year 25 Node StruxureWare Data Center Expert Software Support Contract | 486
WMS1YR500N | 1 Year 500 Node StruxureWare Data Center Expert Software Support Contract | 5855
WMS1YR1000N | 1 Year 1000 Node StruxureWare Data Center Expert Software Support Contract | 10250
WMS1YRBASIC | Data Center Expert Basic 1 Year Software Support Contract | 422
WMS1YRBASIC-DIGI | Data Center Expert: 1 Year Basic Software Support | 384
WMS1YRENT | 1 Year StruxureWare Data Center Expert Enterprise Software Support Contract | 422
WMS1YRENT-DIGI | Data Center Expert: 1 Year Enterprise Software Support | 384
WMS1YRHWBASIC-DIGI | Data Center Expert: 1 Year Basic Hardware Support | 386
WMS1YRHWENT-DIGI | Data Center Expert: 1 Year Enterprise Hardware Support | 1160
WMS1YRHWSTD-DIGI | Data Center Expert: 1 Year Standard Hardware Support | 641
WMS1YROVM-DIGI | Data Center Expert: 1 Year Virtual Software Support | 385
WMS1YRSTD | 1 Year StruxureWare Data Center Expert Standard Software Support Contract | 422
WMS1YRSTD-DIGI | Data Center Expert: 1 Year Standard Software Support | 384
WMS1YRVM | 1 Year StruxureWare Data Center Expert Virtual Machine Software Support Contract | 385
WMS3YR10N | 3 Year 10 Node StruxureWare Data Center Expert Software Support Contract | 703
WMS3YR25N | 3 Year 25 Node StruxureWare Data Center Expert Software Support Contract | 1140
WMS3YR100N | 3 Year 100 Node StruxureWare Data Center Expert Software Support Contract | 3250
WMS3YR500N | 3 Year 500 Node StruxureWare Data Center Expert Software Support Contract | 13665
WMS3YR1000N | 3 Year 1000 Node StruxureWare Data Center Expert Software Support Contract | 24395
WMS3YRBASIC | 3 Year StruxureWare Data Center Expert Basic Software Support Contract | 989
WMS3YRBASIC-DIGI | Data Center Expert: 3 Year Basic Software Support | 899
WMS3YRSTD | 3 Year StruxureWare Data Center Expert Standard Software Support Contract | 989
WMS3YRSTD-DIGI | Data Center Expert: 3 Year Enterprise Software Support | 899
WMS3YRVM | 3 Year StruxureWare Data Center Expert Virtual Machine Software Support Contract | 899
WMWFANRPL-MP-100 | Fan Replacement Service for (1) Symmetra SYMF1000K | 21840
WMWFANRPL-MP-120 | Fan Replacement Service for (1) Symmetra SYMF1200K | 29890
WMWFANRPL-MP-140 | Fan Replacement Service for (1) Symmetra SYMF1400K | 31970
WMWFANRPL-MP-160 | Fan Replacement Service for (1) Symmetra SYMF1600K | 34050
WMWFANRPL-MP-400 | Fan Replacement Service for (1) Symmetra SYMF400K | 14360
WMWFANRPL-MP-600 | Fan Replacement Service for (1) Symmetra SYMF600K | 16445
WMWFANRPL-MP-800 | Fan Replacement Service for (1) Symmetra SYMF800K | 19755
WNBWN003 | Extension - 1 Year Software Support Contract & 1 Year Hardware Warranty (NBWL0355/NBWL0455) | 319
WNBWN004 | Extension - 1 Yr Software Support Contract & 1 Year Hardware Warranty (NBRK0450/NBRK0550/NBRK0570) | 486
WNSC01 | Data Center Management Software Configuration Suite | Call for Quote
WNSC011 | Data Center Management Software Configuration Option | Call for Quote
WNSC0101 | Data Center Expert Software Configuration | Call for Quote
WNSC0102 | IT Advisor Software Configuration | Call for Quote
WNSC0103 | Data Center Capacity Software Configuration | Call for Quote
WNSC010104 | Data Center Expert Alarm Threshold Configuration | 64
WNSC010105 | Data Center Expert Alarm Action Configuration | 64
WNSC010106 | Data Center Expert Alarm Profile Configuration | 190
WNSC010107 | Data Center Expert Remote Management Configuration | 380
WNSC010108 | Data Center Expert Network Management Configuration | 94
WNSC010109 | Data Center Expert Building Management Configuration | 760
WNSC010110 | Data Center Expert Surveillance Configuration | 64
WNSC010111 | Data Center Device Identification | 6.4
WNSC010112 | Schneider Gateway Configuration Service | 569
WNSC010201 | IT Advisor Floor Catalog Creation | 63
WNSC010202 | IT Advisor RackMount Catalog Creation | 95
WNSC010203 | IT Advisor Floor Layout Creation | 12.75
WNSC010204 | IT Advisor Floor Equipment Identification | 12.75
WNSC010205 | IT Advisor Rack PDU Assessment | 12.75
WNSC010206 | IT Advisor Power Dependency Configuration | 19
WNSC010207 | IT Advisor IT Device Assessment | 95
WNSC010208 | IT Advisor Device Assignment | 6.4
WNSC010215 | IT Advisor PUE DCIE Configuration | 1520
WNSC010301 | IT Advisor Capacity Policy Configuration | 190
WNSC010302 | IT Advisor Capacity Advanced Power Configuration | 64
WNSCENEFF | Sustainability Configuration Service | Call for Quote
WNSCESSUCORE | IT Expert remote onboarding service, dedicated 8 hours of expert deployment guidance | 3370
WNSCESSUE5 | ITE Customer Success 5-Hour Extension, additional 5 flex-time hours of Customer Success | 1685
WNSWACS1DDF | DDF Creation Service for single DDF | 882
WNSWACS5DDF | DDF Creation Service 5 DDF Pack | 4195
WNSWACS10DDF | DDF Creation Service 10 DDF Pack | 7940
WNSWACS20DDF | DDF Creation Service 20 DDF Pack | 14995
WNSWACSXBU | Ecostruxure Data Center Services | 1800
WNSWADCE2V1Y | Data Center Expert health check 2 visits per year | 15795
WNSWADCE4V1Y | Data Center Expert health check 4 visits per year | 31590
WNSWADCO2V1Y | StruxureWare Data Center Operation Periodic Maintenance Contract, 2 visits/year | 15795
WNSWADCO4V1Y | StruxureWare Data Center Operation Periodic Maintenance Contract, 4 visits/year | 31590
WNSWDCIMCUSTOMR | DCIM Customization Service | 2200
WOE1YR-E7-50 | (1) Year On-Site Warranty Extension for (1) EPS 7000 300 to 500 kVA UPS | 12565
WOE1YR-E8-10 | (1) Year On-Site Warranty Extension for (1) EPS 8000 1000 kVA UPS | 14505
WOE1YR-E8-11 | (1) Year On-Site Warranty Extension for (1) EPS 8000 1100 to 1125 kVA UPS | 15425
WOE1YR-E8-62 | (1) Year On-Site Warranty Extension for (1) EPS 8000 555 kVA UPS | 13305
WOE1YR-E8-80 | (1) Year On-Site Warranty Extension for (1) EPS 8000 625 to 800 kVA UPS | 14190
WOE1YR-G3-21 | 1 Year On-Site Warranty Extension for (1) Galaxy 3500 or SUVT 10-15 kVA UPS | 3005
WOE1YR-G3-22 | 1 Year On-Site Warranty Extension for (1) Galaxy 3500 or SUVT 20 kVA UPS | 3920
WOE1YR-G3-23 | 1 Year On-Site Warranty Extension for (1) Galaxy 3500 or SUVT 30 kVA UPS | 4465
WOE1YR-G3-24 | 1 Year On-Site Warranty Extension for (1) Galaxy 3500 or SUVT 40 kVA UPS | 4545
WOE1YR-G3-28 | 1 Year On-Site Warranty Extension for (1) Galaxy 3500 or SUVT 80 kVA UPS | 5265
WOE1YR-G5-13 | (1) Year On-Site Warranty Extension for Galaxy 5000/5500 100-130kVA | 6265
WOE1YR-G5-81 | (1) Year On-Site Warranty Extension for Galaxy 5000/5500 41 - 80kVA | 5775
WOE1YR-GP-12 | (1) Year On-Site Warranty Extension for (1) Galaxy PW or PWI 80 to 130 kVA UPS | 6165
WOE1YR-GP-15 | (1) Year On-Site Warranty Extension for (1) Galaxy PW 150 or 180 or PWI 160 kVA UPS | 7440
WOE1YR-GP-20 | (1) Year On-Site Warranty Extension for (1) Galaxy PW 160 or 200 or PWI 200 kVA UPS | 8415
WOE1YR-GP-22 | (1) Year On-Site Warranty Extension for (1) Galaxy PW 225 kVA UPS | 8590
WOE1YR-GT-100 | (1) Year On-Site Warranty Extension for (1) PXC 100 kVA UPS | 8115
WOE1YR-LB-E1 | (1) Yr On-Site Warranty Ext for 1 rack Type E Li-Ion Battery solution | 3525
WOE1YR-LB-E2 | (1) Yr On-Site Warranty Ext for 2 rack Type E Li-Ion Battery solution | 6835
WOE1YR-LB-E3 | (1) Yr On-Site Warranty Ext for 3 rack Type E Li-Ion Battery solution | 9395
WOE1YR-LB-E4 | (1) Yr On-Site Warranty Ext for 4 rack Type E Li-Ion Battery solution | 11940
WOE1YR-LB-E5 | (1) Yr On-Site Warranty Ext for 5 rack Type E Li-Ion Battery solution | 14495
WOE1YR-LB-E6 | (1) Yr On-Site Warranty Ext for 6 rack Type E Li-Ion Battery solution | 17050
WOE1YR-LB-E7 | (1) Yr On-Site Warranty Ext for 7 rack Type E Li-Ion Battery solution | 19600
WOE1YR-LB-E8 | (1) Yr On-Site Warranty Ext for 8 rack Type E Li-Ion Battery solution | 22155
WOE1YR-LB-G1 | (1) Yr On-Site Warranty Ext for 1 rack Type G Li-Ion Battery solution | 3615
WOE1YR-LB-G2 | (1) Yr On-Site Warranty Ext for 2 rack Type G Li-Ion Battery solution | 7020
WOE1YR-LB-G3 | (1) Yr On-Site Warranty Ext for 3 rack Type G Li-Ion Battery solution | 9670
WOE1YR-LB-G4 | (1) Yr On-Site Warranty Ext for 4 rack Type G Li-Ion Battery solution | 12315
WOE1YR-LB-G5 | (1) Yr On-Site Warranty Ext for 5 rack Type G Li-Ion Battery solution | 14960
WOE1YR-LB-G6 | (1) Yr On-Site Warranty Ext for 6 rack Type G Li-Ion Battery solution | 17610
WOE1YR-LB-G7 | (1) Yr On-Site Warranty Ext for 7 rack Type G Li-Ion Battery solution | 20255
WOE1YR-LB-G8 | (1) Yr On-Site Warranty Ext for 8 rack Type G Li-Ion Battery solution | 22900
WOE1YR-LB-O2 | (1) Yr On-Site Warranty Ext for 2 rack Type O Li-Ion Battery solution | 5790
WOE1YR-LB-O4 | (1) Yr On-Site Warranty Ext for 4 rack Type O Li-Ion Battery solution | 9850
WOE1YR-LB-O6 | (1) Yr On-Site Warranty Ext for 6 rack Type O Li-Ion Battery solution | 13915
WOE1YR-LB-O8 | (1) Yr On-Site Warranty Ext for 8 rack Type O Li-Ion Battery solution | 17975
WOE1YR-LB-O10 | (1) Yr On-Site Warranty Ext for 10 rack Type O Li-Ion Battery solution | 22040
WOE1YR-LB-O12 | (1) Yr On-Site Warranty Ext for 12 rack Type O Li-Ion Battery solution | 27495
WOE1YR-LB-O14 | (1) Yr On-Site Warranty Ext for 14 rack Type O Li-Ion Battery solution | 31560
WOE1YR-LB-O16 | (1) Yr On-Site Warranty Ext for 16 rack Type O Li-Ion Battery solution | 35620
WOE1YR-LB-S4 | (1) Yr On-Site Warranty Ext for 4 rack Type S Li-Ion Battery solution | 10850
WOE1YR-LB-S6 | (1) Yr On-Site Warranty Ext for 6 rack Type S Li-Ion Battery solution | 15410
WOE1YR-LB-S8 | (1) Yr On-Site Warranty Ext for 8 rack Type S Li-Ion Battery solution | 19980
WOE1YR-LB-S10 | (1) Yr On-Site Warranty Ext for 10 rack Type S Li-Ion Battery solution | 24540
WOE1YR-LB-S12 | (1) Yr On-Site Warranty Ext for 12 rack Type S Li-Ion Battery solution | 30495
WOE1YR-LB-S14 | (1) Yr On-Site Warranty Ext for 14 rack Type S Li-Ion Battery solution | 35060
WOE1YR-LB-S16 | (1) Yr On-Site Warranty Ext for 16 rack Type S Li-Ion Battery solution | 39620
WOE1YR-MW-09 | (1) Year On-Site Warranty Extension for (1) Symmetra MW 400kVA | 11365
WOE1YR-MW-10 | (1) Year On-Site Warranty Extension for (1) Symmetra MW 600kVA | 13895
WOE1YR-MW-11 | (1) Year On-Site Warranty Extension for (1) Symmetra MW 800kVA | 15655
WOE1YR-MW-12 | (1) Year On-Site Warranty Extension for (1) Symmetra MW 1000kVA | 18465
WOE1YR-MW-13 | (1) Year On-Site Warranty Extension for (1) Symmetra MW 1200kVA | 20525
WOE1YR-MW-14 | (1) Year On-Site Warranty Extension for (1) Symmetra MW 1400kVA | 23190
WOE1YR-MW-15 | (1) Year On-Site Warranty Extension for (1) Symmetra MW 1600kVA | 25165
WOE1YR-NX-81 | 1 Yr NBD Response On-Site Warranty Extension for (1) SY 100 to 250 kVA UPS, (2) XR Frames and PDU | 14370
WOE1YR-NX-82 | 1 Yr NBD Response On-Site Warranty Extension for (1) SY 200 kVA UPS, (2) XR Frames and PDU | 16710
WOE1YR-NX-84 | 1 Yr NBD Response On-Site Warranty Extension for (1) SY 250 kVA UPS, (2) XR Frames and PDU | 19815
WOE1YR-NX-85 | 1 Yr NBD Response On-Site Warranty Extension for (1) SY 300 kVA UPS, (4) XR Frames and PDU | 23735
WOE1YR-NX-86 | 1 Yr NBD Response On-Site Warranty Extension for (1) SY 400 kVA UPS, (4) XR Frames and PDU | 25020
WOE1YR-NX-87 | 1 Yr NBD Response On-Site Warranty Extension for (1) SY 500kVA UPS, (4) XR Frames and PDU | 27575
WOE1YR-PD-20 | 1 Year Onsite Warranty Extension for (1) 5U Rack Distribution Panel | 1225
WOE1YR-PD-30 | 1 Year Onsite Warranty Extension for (1) 1/2 Rack Remote Power Panel | 2340
WOE1YR-PD-50 | (1) Year On-Site Warranty Extension for (1) InfraStruxure 60 kVA or 150 kVA PDU | 2680
WOE1YR-PM-30 | (1) Year On-Site Warranty Extension for (1) PMM 30 to 300 Amp | 1815
WOE1YR-PM-40 | (1) Year On-Site Warranty Extension for (1) PMM 400 or 500 | 2450
WOE1YR-PM-50 | 1 Year On-Site Warranty Extension for (1) Galaxy RPP 250 or 400 A | 1815
WOE1YR-PX-21 | (1) Year On-Site Warranty Extension for (1) Symmetra PX UPS 10kVA 40 and/or PDU | 4690
WOE1YR-PX-22 | (1) Year On-Site Warranty Extension for (1) Symmetra PX UPS 20kVA 40 and/or PDU | 4985
WOE1YR-PX-23 | (1) Year On-Site Warranty Extension for (1) Symmetra PX UPS 30kVA 40 and/or PDU | 5260
WOE1YR-PX-24 | (1) Year On-Site Warranty Extension for (1) Symmetra PX UPS 40kVA 40 and/or PDU | 5605
WOE1YR-PX-31 | (1) Year On-Site Warranty Extension (1) Symmetra PX UPS 10kVA 80 or 100 frame and/or PDU | 6020
WOE1YR-PX-32 | (1) Year On-Site Warranty Extension for (1) Symmetra PX UPS 20kVA 80 or 100 frame and/or PDU | 6285
WOE1YR-PX-33 | (1) Year On-Site Warranty Extension for (1) Symmetra PX UPS 30kVA 80 or 100 frame and/or PDU | 6390
WOE1YR-PX-34 | (1) Year On-Site Warranty Extension for (1) Symmetra PX UPS 40kVA 80 or 100 frame and/or PDU | 6735
WOE1YR-PX-35 | (1) Year On-Site Warranty Extension for (1) Symmetra PX UPS 50kVA 80 or 100 frame and/or PDU | 7060
WOE1YR-PX-36 | (1) Year On-Site Warranty Extension for (1) Symmetra PX UPS 60kVA 80 or 100 frame and/or PDU | 7300
WOE1YR-PX-37 | (1) Year On-Site Warranty Extension for (1) Symmetra PX UPS 70kVA 80 or 100 frame and/or PDU | 7505
WOE1YR-PX-38 | (1) Year On-Site Warranty Extension for (1) Symmetra PX UPS 80kVA 80 or 100 frame and/or PDU | 7670
WOE1YR-PX-39 | (1) Year On-Site Warranty Extension for (1) Symmetra PX UPS 90kVA 100 and/or PDU | 8295
WOE1YR-PX-41 | (1) Year On-Site Warranty Extension for (1) Symmetra PX UPS 100kVA 100 and/or PDU | 8820
WOE1YR-PX-72 | 1 Year Onsite Warranty Extension for Symmetra PX 64kW with PDU/XR | 15925
WOE1YR-VL-200 | 1 Year On-Site Warranty Ext for (1) Galaxy VL 200kW UPS | 10175
WOE1YR-VL-300 | 1 Year On-Site Warranty Ext for (1) Galaxy VL 300kW UPS | 10980
WOE1YR-VL-400 | 1 Year On-Site Warranty Ext for (1) Galaxy VL 400kW UPS | 11780
WOE1YR-VL-500 | 1 Year On-Site Warranty Ext for (1) Galaxy VL 500kW UPS | 12705
WOE1YR-VM-24 | 1 Yr On-Site Warranty Ext for (1) Galaxy VM Narrow Modular Batt Frame with up to 24 Batteries | 1440
WOE1YR-VM-48 | 1 Yr On-Site Warranty Ext for (1) Galaxy VM Wide Modular Batt Frame with up to 48 batteries | 2055
WOE1YR-VS1-A15 | 1 Year On-Site Warranty Ext for (1) Galaxy VS 10 to 15kW 208V UPS | 4120
WOE1YR-VS1-A30 | 1 Year On-Site Warranty Ext for (1) Galaxy VS 30kW UPS | 4260
WOE1YR-VS1-A40 | 1 Year On-Site Warranty Ext for (1) Galaxy VS 40kW UPS | 4335
WOE1YR-VS1-A50 | 1 Year On-Site Warranty Ext for (1) Galaxy VS 50kW 400 or 480V UPS | 4380
WOE1YR-VS2-A40 | 1 Year On-Site Warranty Ext for (1) Galaxy VS 10 to 15k WUPS | 4620
WOE1YR-VS2-A41 | 1 Year On-Site Warranty Ext for (1) Galaxy VS 20 to 25kW UPS | 4720
WOE1YR-VS2-A50 | 1 Year On-Site Warranty Ext for (1) Galaxy VS 30 to 50kW 208V UPS | 4600
WOE1YR-VS2-A60 | 1 Year On-Site Warranty Ext for (1) Galaxy VS 60kW UPS | 4710
WOE1YR-VS3-A75 | 1 Year On-Site Warranty Ext for (1) Galaxy VS 60 to 80kVA UPS | 5530
WOE1YR-VS3-A150 | 1 Year On-Site Warranty Ext for (1) Galaxy VS 100 to 150kVA UPS | 5920
WOE1YR-VX-50 | 1 Year On-Site Warranty Ext for (1) Galaxy VX 500 Scalable to 750kVA UPS | 11175
WOE1YR-VX-51 | 1 Year On-Site Warranty Ext for (1) Galaxy VX 500kVA UPS | 11015
WOE1YR-VX-52 | 1 Year On-Site Warranty Ext for (1) Galaxy VX 500kVA N+1 Redundant UPS | 15660
WOE1YR-VX-53 | 1 Year On-Site Warranty Ext for (1) Galaxy VX 500 Scalable to 1000kVA UPS | 11290
WOE1YR-VX-54 | 1 Year On-Site Warranty Ext for (1) Galaxy VX 500 Scalable to 1250kVA UPS | 11290
WOE1YR-VX-55 | 1 Year On-Site Warranty Ext for (1) Galaxy VX 500 Scalable to 1500kVA UPS | 11290
WOE1YR-VX-62 | 1 Year On-Site Warranty Ext for (1) Galaxy VX 625kVA UPS | 12435
WOE1YR-VX-63 | 1 Year On-Site Warranty Ext for (1) Galaxy VX 625kVA N+1 Redundant UPS | 15580
WOE1YR-VX-64 | 1 Year On-Site Warranty Ext for (1) Galaxy VX 625 Scalable to 1000kVA UPS | 12910
WOE1YR-VX-75 | 1 Year On-Site Warranty Ext for (1) Galaxy VX 750kVA UPS | 15610
WOE1YR-VX-76 | 1 Year On-Site Warranty Ext for (1) Galaxy VX 750kVA N+1 Redundant UPS | 16955
WOE1YR-VX-78 | 1 Year On-Site Warranty Ext for (1) Galaxy VX 750 Scalable to 1250kVA UPS | 15830
WOE1YR-VX-79 | 1 Year On-Site Warranty Ext for (1) Galaxy VX 750 Scalable to 1500kVA UPS | 15830
WOE1YR-VX-100 | 1 Yr On-Site Warranty Ext for (1) Galaxy VX 1000kVA UPS | 18090
WOE1YR-VX-101 | 1 Year On-Site Warranty Ext for (1) Galaxy VX 1000kVA N+1 Redundant UPS | 20555
WOE1YR-VX-102 | 1 Year On-Site Warranty Ext for (1) Galaxy VX 1000 Scalable to 1250kVA UPS | 19970
WOE1YR-VX-103 | 1 Year On-Site Warranty Ext for (1) Galaxy VX 1000 Scalable to 1500kVA UPS | 21050
WOE1YR-VX-120 | 1 Yr On-Site Warranty Ext for (1) Galaxy VX 1250kVA UPS | 21120
WOE1YR-VX-121 | 1 Year On-Site Warranty Ext for (1) Galaxy VX 1250kVA N+1 Redundant UPS | 19375
WOE1YR-VX-122 | 1 Year On-Site Warranty Ext for (1) Galaxy VX 1250 Scalable to 1500kVA UPS | 22400
WOE1YR-VX-150 | 1 Yr On-Site Warranty Ext for (1) Galaxy VX 1500kVA UPS | 24240
WOE1YR-VX-151 | 1 Year On-Site Warranty Ext for (1) Galaxy VX 1500kVA N+1 Redundant UPS | 26115
WOE2YR-AE-25 | (2) Year On-Site Warranty Extension Service for (1) IAEC25 250Kw Cooling Unit | 37025
WOE2YR-AE-50 | (2) Year On-Site Warranty Extension Service for (1) IAEC50 500Kw Cooling Unit | 68315
WOE2YR-G3-21 | 2 Year On-Site Warranty Extension for (1) Galaxy 3500 or SUVT 10-15 kVA UPS | 6000
WOE2YR-G3-24 | 2 Year On-Site Warranty Extension for (1) Galaxy 3500 or SUVT 40 kVA UPS | 9085
WOE2YR-G3-28 | 2 Year On-Site Warranty Extension for (1) Galaxy 3500 or SUVT 80 kVA UPS | 10530
WOE2YR-G5-13 | (2) Year On-Site Warranty Extension for Galaxy 5000/5500 81-130kVA | 11910
WOE2YR-G5-81 | (2) Year On-Site Warranty Extension for Galaxy 5000/5500 41 - 80kVA | 10975
WOE2YR-GP-12 | (2) Year On-Site Warranty Extension for (1) Galaxy PW or PWI 80 to 130 kVA UPS | 11600
WOE2YR-GP-15 | (2) Year On-Site Warranty Extension for (1) Galaxy PW 150 or 180 or PWI 160 kVA UPS | 13850
WOE2YR-GP-20 | (2) Year On-Site Warranty Extension for (1) Galaxy PW 160 or 200 or PWI 200 kVA UPS | 15655
WOE2YR-GT-100 | (2) Year On-Site Warranty Extension for (1) PXC 100 kVA UPS | 15410
WOE2YR-NX-81 | 2 Yr NBD Response On-Site Warranty Extension for (1) SY 100 to 250 kVA UPS, (2) XR Frames and PDU | 30310
WOE2YR-NX-83 | 2 Year On-Site Warranty Extension for (1) External Battery Frame for Symmetra 250/500kW | 4335
WOE2YR-NX-84 | 2 Yr NBD Response On-Site Warranty Extension for (1) SY 250 kVA UPS, (2) XR Frames and PDU | 41800
WOE2YR-NX-85 | 2 Yr NBD Response On-Site Warranty Extension for (1) SY 300 kVA UPS, (4) XR Frames and PDU | 50075
WOE2YR-NX-86 | 2 Yr NBD Response On-Site Warranty Extension for (1) SY 400 kVA UPS, (4) XR Frames and PDU | 62840
WOE2YR-NX-87 | 2 Yr NBD Response On-Site Warranty Extension for (1) SY 500kVA UPS, (4) XR Frames and PDU | 55150
WOE2YR-PD-20 | 2 Year Onsite Warranty Extension for (1) 5U Rack Distribution Panel | 2440
WOE2YR-PD-50 | (2) Year On-Site Warranty Extension for (1) InfraStruxure 60 kVA or 150 kVA PDU | 5355
WOE2YR-PM-30 | (2) Year On-Site Warranty Extension for (1) PMM 30 to 300 Amp | 3825
WOE2YR-PX-21 | (2) Year On-Site Warranty Extension for (1) Symmetra PX UPS 10kVA 40 and/or PDU | 9415
WOE2YR-PX-22 | (2) Year On-Site Warranty Extension for (1) Symmetra PX UPS 20kVA 40 and/or PDU | 10010
WOE2YR-PX-23 | (2) Year On-Site Warranty Extension for (1) Symmetra PX UPS 30kVA 40 and/or PDU | 10560
WOE2YR-PX-24 | (2) Year On-Site Warranty Extension for (1) Symmetra PX UPS 40kVA 40 and/or PDU | 11245
WOE2YR-PX-31 | (2) Year On-Site Warranty Extension (1) Symmetra PX UPS 10kVA 80 or 100 frame and/or PDU | 12095
WOE2YR-PX-32 | (2) Year On-Site Warranty Extension for (1) Symmetra PX UPS 20kVA 80 or 100 frame and/or PDU | 12620
WOE2YR-PX-33 | (2) Year On-Site Warranty Extension for (1) Symmetra PX UPS 30kVA 80 or 100 frame and/or PDU | 12840
WOE2YR-PX-34 | (2) Year On-Site Warranty Extension for (1) Symmetra PX UPS 40kVA 80 or 100 frame and/or PDU | 13525
WOE2YR-PX-35 | (2) Year On-Site Warranty Extension for (1) Symmetra PX UPS 50kVA 80 or 100 frame and/or PDU | 14190
WOE2YR-PX-36 | (2) Year On-Site Warranty Extension for (1) Symmetra PX UPS 60kVA 80 or 100 frame and/or PDU | 14670
WOE2YR-PX-37 | (2) Year On-Site Warranty Extension for (1) Symmetra PX UPS 70kVA 80 or 100 frame and/or PDU | 15065
WOE2YR-PX-38 | (2) Year On-Site Warranty Extension for (1) Symmetra PX UPS 80kVA 80 or 100 frame and/or PDU | 15410
WOE2YR-PX-39 | (2) Year On-Site Warranty Extension for (1) Symmetra PX UPS 90kVA 100 and/or PDU | 16660
WOE2YR-PX-41 | (2) Year On-Site Warranty Extension for (1) Symmetra PX UPS 100kVA 100 and/or PDU | 17720
WOE2YR-PX-62 | 2 Year Onsite Warranty Extension for Symmetra PX 48/64kW | 24100
WOE2YR-VL-200 | 2 Year On-Site Warranty Ext for (1) Galaxy VL 200kW UPS | 19740
WOE2YR-VL-300 | 2 Year On-Site Warranty Ext for (1) Galaxy VL 300kW UPS | 21290
WOE2YR-VL-400 | 2 Year On-Site Warranty Ext for (1) Galaxy VL 400kW UPS | 22850
WOE2YR-VL-500 | 2 Year On-Site Warranty Ext for (1) Galaxy VL 500kW UPS | 24640
WOE2YR-VM-25 | 2 Yr On-Site Warranty Ext for (1) Galaxy VM 200 to 226kVA UPS, Single or Parallel Configuration | 15490
WOE2YR-VS1-A15 | 2 Year On-Site Warranty Ext for (1) Galaxy VS 10 to 15kW 208V UPS | 7825
WOE2YR-VS1-A30 | 2 Year On-Site Warranty Ext for (1) Galaxy VS 30kW UPS | 8090
WOE2YR-VS1-A40 | 2 Year On-Site Warranty Ext for (1) Galaxy VS 40kW UPS | 8235
WOE2YR-VS1-A50 | 2 Year On-Site Warranty Ext for (1) Galaxy VS 50kW 400 or 480V UPS | 8315
WOE2YR-VS2-A40 | 2 Year On-Site Warranty Ext for (1) Galaxy VS 10 to 15kW UPS | 8775
WOE2YR-VS2-A41 | 2 Year On-Site Warranty Ext for (1) Galaxy VS 20 to 25kW UPS | 8960
WOE2YR-VS2-A50 | 2 Year On-Site Warranty Ext for (1) Galaxy VS 30 to 50kW 208V UPS | 8740
WOE2YR-VS2-A60 | 2 Year On-Site Warranty Ext for (1) Galaxy VS 60kW UPS | 8940
WOE2YR-VS3-A75 | 2 Year On-Site Warranty Ext for (1) Galaxy VS 60 to 80kVA UPS | 10405
WOE2YR-VS3-A150 | 2 Year On-Site Warranty Ext for (1) Galaxy VS 100 to 150kVA UPS | 11240
WOE2YR-VX-50 | 2 Year On-Site Warranty Ext for (1) Galaxy VX 500 Scalable to 750kVA UPS | 21230
WOE2YR-VX-51 | 2 Year On-Site Warranty Ext for (1) Galaxy VX 500kVA UPS | 20935
WOE2YR-VX-52 | 2 Year On-Site Warranty Ext for (1) Galaxy VX 500kVA N+1 Redundant UPS | 29745
WOE2YR-VX-53 | 2 Year On-Site Warranty Ext for (1) Galaxy VX 500 Scalable to 1000kVA UPS | 21450
WOE2YR-VX-54 | 2 Year On-Site Warranty Ext for (1) Galaxy VX 500 Scalable to 1250kVA UPS | 21450
WOE2YR-VX-55 | 2 Year On-Site Warranty Ext for (1) Galaxy VX 500 Scalable to 1500kVA UPS | 21450
WOE2YR-VX-62 | 2 Year On-Site Warranty Ext for (1) Galaxy VX 625kVA UPS | 23625
WOE2YR-VX-63 | 2 Year On-Site Warranty Ext for (1) Galaxy VX 625kVA N+1 Redundant UPS | 29595
WOE2YR-VX-64 | 2 Year On-Site Warranty Ext for (1) Galaxy VX 625 Scalable to 1000kVA UPS | 24530
WOE2YR-VX-75 | 2 Yr On-Site Warranty Ext for (1) Galaxy VX 750kVA UPS | 29655
WOE2YR-VX-76 | 2 Year On-Site Warranty Ext for (1) Galaxy VX 750kVA N+1 Redundant UPS | 32210
WOE2YR-VX-78 | 2 Year On-Site Warranty Ext for (1) Galaxy VX 750 Scalable to 1250kVA UPS | 30065
WOE2YR-VX-79 | 2 Year On-Site Warranty Ext for (1) Galaxy VX 750 Scalable to 1500kVA UPS | 30065
WOE2YR-VX-102 | 2 Year On-Site Warranty Ext for (1) Galaxy VX 1000 Scalable to 1250kVA UPS | 38010
WOE2YR-VX-103 | 2 Year On-Site Warranty Ext for (1) Galaxy VX 1000 Scalable to 1500kVA UPS | 39990
WOE2YR-VX-120 | 2 Yr On-Site Warranty Ext for (1) Galaxy VX 1250kVA UPS | 40125
WOE2YR-VX-121 | 2 Year On-Site Warranty Ext for (1) Galaxy VX 1250kVA N+1 Redundant UPS | 36805
WOE2YR-VX-122 | 2 Year On-Site Warranty Ext for (1) Galaxy VX 1250 Scalable to 1500kVA UPS | 42555
WOE2YR-VX-150 | 2 Yr On-Site Warranty Ext for (1) Galaxy VX 1500kVA UPS | 46045
WOE2YR-VX-151 | 2 Year On-Site Warranty Ext for (1) Galaxy VX 1500kVA N+1 Redundant UPS | 49620
WOE3YRGOLD-EV-01 | (3) Year Gold On-Site Warranty Extension Service Plan for (1) Single Output Charging Unit | Call for Quote
WOE3YRGOLD-EV-02 | (3) Year Gold On-Site Warranty Extension Service Plan for (1) Dual Output Charging Unit | Call for Quote
WOE3YRPLAT-EV-01 | (3) Year Platinum On-Site Warranty Ext Plan with Semi-Annual PM for (1) Single Output Charging Unit | Call for Quote
WOE3YRPLAT-EV-02 | (3) Year Platinum On-Site Warranty Ext Plan with Semi-Annual PM for (1) Dual Output Charging Unit | Call for Quote
WOE3YRRESID-EV-21 | (3) Year Residential On-Site Warranty Ext Plan for (1) Single Output Residential Charging Unit | Call for Quote
WOE3YRSILVER-EV-01 | (3) Year Silver On-Site Warranty Extension Service Plan for (1) Single Output Charging Unit | Call for Quote
WOE3YRSILVER-EV-02 | (3) Year Silver On-Site Warranty Extension Service Plan for (1) Dual Output Charging Unit | Call for Quote
WOEBAT1YR-G3-20 | (1) Year On-Site Warranty Extension Srvc for up to (4) Internal Batteries for (1) G3500 or SUVT UPS | 3450
WOEBAT1YR-G3-25 | (1) Year On-Site Warranty Extension Service Plan for (1) Galaxy 3500 or SUVT External Battery Frame | 4075
WOEBAT1YR-NX-A3 | (1) Year On-Site Warranty Extension Service for (1) External Battery Frame for Symmetra 250/500 kW | 8155
WOEBAT1YR-PX-A1 | (1) Year On-Site Warranty Extension Service for Internal Batteries for (1) Symmetra PX 20-40k UPS | 4385
WOEBAT1YR-PX-A2 | (1) Year On-Site Warranty Extension Service for (1) Symmetra PX 40 External Battery Frame | 6750
WOEBAT1YR-PX-A3 | (1) Year On-Site Warranty Extension Service Plan for (1) Symmetra PX 160 Battery Frame | 7360
WOEBAT1YR-PX-B2 | (1) Year On-Site Warranty Extension Service Plan for (1) Symmetra PX 80-100 kVA Battery Frame | 6750
WOEBAT1YR-VM-24 | (1) Yr On-Site Warranty Ext Plan for (1) Galaxy VM Narrow Modular Batt Frame with up to 24 Batteries | 7360
WOEBAT1YR-VM-48 | (1) Yr On-Site Warranty Ext Plan for (1) Galaxy VM Wide Modular Batt Frame with up to 48 batteries | 8155
WOEBAT1YR-VSB-01 | (1) Yr On-Site Warranty Ext Plan for (1) Galaxy VS Modular Batt Frame with up to 6 Batt Strings | 6165
WOEBAT1YR-VSB-02 | (1) Yr On-Site Warranty Ext Plan for (1) Galaxy VS Modular Batt Frame with up to 9 Batt Strings | 8605
WOEBAT1YR-VX-00 | (1) Yr On-Site Warranty Ext Service Plan for (1) Galaxy VX Battery Frame | Call for Quote
WOEBAT2YR-G3-20 | (2) Year On-Site Warranty Extension Srvc for up to (4) Internal Batteries for (1) G3500 or SUVT UPS | 6860
WOEBAT2YR-G3-25 | (2) Year On-Site Warranty Extension Service Plan for (1) Galaxy 3500 or SUVT External Battery Frame | 8145
WOEBAT2YR-LB-08 | (2) Yr On-Site Warranty Ext for Li-ion Battery (8) Cabinets solution | Call for Quote
WOEBAT2YR-NX-A3 | (2) Year On-Site Warranty Extension Service for (1) External Battery Frame for Symmetra 250/500 kW | 16230
WOEBAT2YR-PX-A1 | (2) Year On-Site Warranty Extension Service for Internal Batteries for (1) Symmetra PX 20-40k UPS | 8725
WOEBAT2YR-PX-A2 | (2) Year On-Site Warranty Extension Service for (1) Symmetra PX 40 External Battery Frame | 13430
WOEBAT2YR-PX-A3 | (2) Year On-Site Warranty Extension Service Plan for (1) Symmetra PX 160 Battery Frame | 14715
WOEBAT2YR-PX-B2 | (2) Year On-Site Warranty Extension Service Plan for (1) Symmetra PX 80-100 kVA Battery Frame | 13430
WOEBAT2YR-VM-24 | (2) Yr On-Site Warranty Ext Plan for (1) Galaxy VM Narrow Modular Batt Frame with up to 24 Batteries | 14715
WOEBAT2YR-VM-48 | (2) Yr On-Site Warranty Ext Plan for (1) Galaxy VM Wide Modular Batt Frame with up to 48 batteries | 16230
WOEBAT2YR-VX-00 | (2) Yr On-Site Warranty Ext Service Plan for (1) Galaxy VX Battery Frame | Call for Quote
WOELBAT1YR-LB-13 | 1yr On-Site Warranty Extension for 1 Type S or O Li-ion Battery Cabinet with (13) Battery Modules | Call for Quote
WOELBAT1YR-LB-17 | 1yr On-Site Warranty Extension for 1 Li-ion Battery Cabinet with (17) Battery Modules | Call for Quote
WPAS | Prefab Analytics Service Contract | Call for Quote
WPASW | Prefab Analytics Warranty Upgrade | Call for Quote
WPMV-EV-01 | (1) Preventive Maintenance Visit for (1) Single Output Charging Unit | Call for Quote
WPMV-EV-02 | (1) Preventive Maintenance Visit for (1) Dual Output Charging Unit | Call for Quote
WPMV-G3-28 | (1) Addnl Contract Preventive Maintenance Visit 5X8 for (1) Galaxy 3500 or SUVT 80 kVA UPS | 1760
WPMV-VX-77 | (1) Additional Contract PM Visit 5X8 for (1) Galaxy VX 750 Scalable to 1000kVA UPS | 4545
WPMV-VX-101 | (1) Additional Contract PM Visit 5X8 for (1) Galaxy VX 1000kVA N+1 Redundant UPS | 5590
WPRJ | PROJECT MANAGEMENT PER CONTRACT | Call for Quote
WQFO | Facility Operations | Call for Quote
WQFO-GS-B-NI | Critical Facility Operation, Gray Space, 1st Year, New | Call for Quote
WQFO-GS-B-R | Critical Facility Operation, Gray Space, 1st Year, Renew | Call for Quote
WQFO-GS-OOS-NI | Critical Facility Operation, Gray Space, Out of SOW | Call for Quote
WQFO-WS-B-MYO | Critical Facility Operation, White Space, Multi Year | Call for Quote
WQFO-WS-B-NI | Critical Facility Operation, White Space, 1st Year, New | Call for Quote
WQFO-WS-B-R | Critical Facility Operation, White Space, 1st Year, Renew | Call for Quote
WQFO-WS-OOS-NI | Critical Facility Operation, White Space, Out of SOW | Call for Quote
WQMGRIDFPM | Custom Field Project Management Service Contract for Microgrid | Call for Quote
WQPFADVPLAN | Advantage Service Plan for (1) PFDC System | Call for Quote
WQPMV5X8-UF-45 | 1 Year Quarterly PM 5X8 for 1 DX Unisplit Ceiling or Wall Mount Unit - Model 0341 | 8895
WQPMV5X8-UF-47 | 1 Year Quarterly PM 5X8 for 1 DX Unisplit Ceiling or Wall Mount Unit - Model 0481 | 9675
WQSCCOOL | Custom Cooling Extended Warranty Contract | Call for Quote
WQSCSM | Secure Power Customer Success Manager | Call for Quote
WQSCUF | Custom quoted service contract for a cooling system | Call for Quote
WQVCES | Vendor Management Service | Call for Quote
WQVMS | Vendor Management Service | Call for Quote
WQXBUDPIBS | XBU Service Digital Power-DPIBS | Call for Quote
WSITEINSP-GT-100 | (1)Site Inspection Visit for (1) PXC 100 kVA UPS | 2605
WSITEINSPEC-UM-40 | (1) Site Inspection Visit Visit for (1) UPS 4000 75 to 600 kVA UPS | 2705
WSITEINSPEC-VX-77 | (1) Site Inspection Visit for (1) Galaxy VX 750 Scalable to 1000kVA UPS | 3490
WSITEINSPEC-VX-100 | (1) Site Inspection Visit for (1) Galaxy VX 1000kVA UPS | 3940
WSITEINSPEC-VX-101 | (1) Site Inspection Visit for (1) Galaxy VX 1000kVA N+1 Redundant UPS | 4245
WSPMV5X8-UF-45 | 1 Year Semi-annual PM 5X8 for 1 DX Unisplit Ceiling or Wall Mount Unit - Model 0341 | 5235
WSPMV5X8-UF-47 | 1 Year Semi-annual PM 5X8 for 1 DX Unisplit Ceiling or Wall Mount Unit - Model 0481 | 5755
WSPTAMCSH1YR20 | CSH Premium Technical Account Management Services, 1 year, 20 devices | 6895
WSRV | MISCELLANEOUS SERVICE SKU | Call for Quote
WSTRTUP-AE-25 | Startup Service for (1) IAEC25 250Kw Cooling Unit | 3090
WTECSUP7X24-SY-00 | 1 YEAR 7X24 TELEPHONE TECHNICAL SUPPORT | 1120
WTRAINING | Customer Training Service | Call for Quote
WULTRABAT-G3-20 | (1) Year Advantage Ultra Srvc Plan for up to (4) Internal Batteries for (1) Galaxy 3500 or SUVT UPS | Call for Quote
WULTRABAT-G3-25 | (1) Year Advantage Ultra Service Plan for (1) Galaxy 3500 or SUVT External Battery Frame | Call for Quote
WULTRABAT-LB-E1 | (1) Year Advantage Ultra Service Plan for 1 Rack Type E Li-Ion Battery Solution | 6915
WULTRABAT-LB-E2 | (1) Year Advantage Ultra Service Plan for 2 Rack Type E Li-Ion Battery Solution | 13435
WULTRABAT-LB-E3 | (1) Year Advantage Ultra Service Plan for 3 Rack Type E Li-Ion Battery Solution | 18545
WULTRABAT-LB-E4 | (1) Year Advantage Ultra Service Plan for 4 Rack Type E Li-Ion Battery Solution | 23645
WULTRABAT-LB-E5 | (1) Year Advantage Ultra Service Plan for 5 Rack Type E Li-Ion Battery Solution | 28750
WULTRABAT-LB-E6 | (1) Year Advantage Ultra Service Plan for 6 Rack Type E Li-Ion Battery Solution | 33865
WULTRABAT-LB-E7 | (1) Year Advantage Ultra Service Plan for 7 Rack Type E Li-Ion Battery Solution | 38965
WULTRABAT-LB-E8 | (1) Year Advantage Ultra Service Plan for 8 Rack Type E Li-Ion Battery Solution | 44075
WULTRABAT-LB-G1 | (1) Year Advantage Ultra Service Plan for 1 Rack Type G Li-Ion Battery Solution | 7130
WULTRABAT-LB-G2 | (1) Year Advantage Ultra Service Plan for 2 Rack Type G Li-Ion Battery Solution | 13860
WULTRABAT-LB-G3 | (1) Year Advantage Ultra Service Plan for 3 Rack Type G Li-Ion Battery Solution | 19180
WULTRABAT-LB-G4 | (1) Year Advantage Ultra Service Plan for 4 Rack Type G Li-Ion Battery Solution | 24505
WULTRABAT-LB-G5 | (1) Year Advantage Ultra Service Plan for 5 Rack Type G Li-Ion Battery Solution | 29825
WULTRABAT-LB-G6 | (1) Year Advantage Ultra Service Plan for 6 Rack Type G Li-Ion Battery Solution | 35145
WULTRABAT-LB-G7 | (1) Year Advantage Ultra Service Plan for 7 Rack Type G Li-Ion Battery Solution | 40470
WULTRABAT-LB-G8 | (1) Year Advantage Ultra Service Plan for 8 Rack Type G Li-Ion Battery Solution | 45785
WULTRABAT-LB-O2 | (1) Year Advantage Ultra Service Plan for 2 Rack Type O Li-Ion Battery Solution | 11170
WULTRABAT-LB-O4 | (1) Year Advantage Ultra Service Plan for 4 Rack Type O Li-Ion Battery Solution | 19110
WULTRABAT-LB-O6 | (1) Year Advantage Ultra Service Plan for 6 Rack Type O Li-Ion Battery Solution | 27045
WULTRABAT-LB-O8 | (1) Year Advantage Ultra Service Plan for 8 Rack Type O Li-Ion Battery Solution | 34995
WULTRABAT-LB-O10 | (1) Year Advantage Ultra Service Plan for 10 Rack Type O Li-Ion Battery Solution | 42935
WULTRABAT-LB-O12 | (1) Year Advantage Ultra Service Plan for 12 rack Type O Li-Ion Battery solution | 53490
WULTRABAT-LB-O14 | (1) Year Advantage Ultra Service Plan for 14 rack Type O Li-Ion Battery solution | 61435
WULTRABAT-LB-O16 | (1) Year Advantage Ultra Service Plan for 16 rack Type O Li-Ion Battery solution | 69375
WULTRABAT-LB-S4 | (1) Year Advantage Ultra Service Plan for 4 Rack Type S Li-Ion Battery Solution | 21415
WULTRABAT-LB-S6 | (1) Year Advantage Ultra Service Plan for 6 Rack Type S Li-Ion Battery Solution | 30515
WULTRABAT-LB-S8 | (1) Year Advantage Ultra Service Plan for 8 Rack Type S Li-Ion Battery Solution | 39615
WULTRABAT-LB-S10 | (1) Year Advantage Ultra Service Plan for 10 Rack Type S Li-Ion Battery Solution | 48705
WULTRABAT-LB-S12 | (1) Year Advantage Ultra Service Plan for 12 Rack Type S Li-Ion Battery Solution | 60415
WULTRABAT-LB-S14 | (1) Year Advantage Ultra Service Plan for 14 Rack Type S Li-Ion Battery Solution | 69515
WULTRABAT-LB-S16 | (1) Year Advantage Ultra Service Plan for 16 Rack Type S Li-Ion Battery Solution | 78610
WULTRABAT-NX-A3 | 1 Year Advantage Ultra Service Plan for (1) External Battery Frame for Symmetra 250/500 kW | Call for Quote
WULTRABAT-PX-A1 | (1) Year Advantage Ultra Service Plan for the Internal Batteries for (1) Symmetra PX 20-40k UPS | Call for Quote
WULTRABAT-PX-A2 | (1) Year Advantage Ultra Service Plan for (1) Symmetra PX 40 External Battery Frame | Call for Quote
WULTRABAT-PX-A3 | (1) Year Advantage Ultra Service Plan for (1) Symmetra PX 160 XR Frame | Call for Quote
WULTRABAT-PX-B2 | (1) Year Advantage Ultra Service Plan for (1) Symmetra PX 80-100 kVA External Battery Frame | Call for Quote
WULTRABAT-VL-00 | (1) Yr Advantage Ultra Plan for (1) Galaxy VL classic battery cabinets | Call for Quote
WULTRABAT-VS-00 | (1) Yr Advantage Ultra Plan for (1) Galaxy VS classic battery cabinets | Call for Quote
WULTRABAT-VSB-01 | (1) Yr Advantage Ultra Service Plan for (1) Galaxy VS Modular Batt Frame - up to 6 Batt Strings | Call for Quote
WULTRABAT-VSB-02 | (1) Yr Advantage Ultra Service Plan for (1) Galaxy VS Modular Batt Frame - up to 9 Batt Strings | Call for Quote
WULTRABAT-VX-00 | (1) Yr Advantage Ultra Plan for (1) Galaxy VX External Battery Frame | Call for Quote
WUPG1PEAA-UG-01 | 1 Yr EAA Prevent Srvc Upgrade to FW or Existing Srvc Plan for (1) 1P UPS Up to 10kVA | 213
WUPG1PEAAPLS-UG-01 | 1 Yr EAA Plus Predict Upgrade to FW or Existing Srvc Plan for (1) 1P UPS Up to 10kVA | 413
WUPG1YRFWOS-SPL-00 | 1 Year NBD On-site Service Upgrade to Factory Warranty for Li-Ion Smart-UPS | 1090
WUPG2HR-AE-00 | 1 Year 2HR Response Upgrade to Existing Service Contract for (1) IAEC Cooling Product | Call for Quote
WUPG4HR-AE-00 | 1 Year 4HR Response Upgrade to Existing Service Contract for (1) IAEC Cooling Product | 2165
WUPG4HR-AX-00 | 1 Year 4HR Response Upgrade to Existing Service Contract for (1) Cooling Product | 1155
WUPG4HR-UG-02 | 1 Year 4HR 7X24 Response Upgrade to Factor Warranty or Existing Service Contract for 41 to 150 kVA | 2205
WUPG4HR-UG-03 | 1 Year 4HR 7X24 Response Upgrade to Factory Warranty or Existing Service Contract for 151 to 500 kVA | 3420
WUPG4HR-UG-04 | 1 Year 4HR 7X24 Response Upgrd to Factory Warr or Existing Service Contract for 501 kVA or greater | 5345
WUPG8HR7-AE-00 | (1) Year 8HR 7X24 Response Upgrade to Existing Service Contract for (1) IAEC Cooling Product | 1750
WUPG8HR7X24-AX-00 | 1 Year 8HR 7X24 Response Upgrade to Existing Service Contract for (1) Cooling Product | 783
WUPG8HR7X24-UG-02 | 1 Year 8HR 7X24 Response Upgrade to Factory Warranty or Existing Service Contract for 41 to 150 kVA | 1880
WUPG8HR7X24-UG-03 | 1 Year 8HR 7X24 Response Upgrade to Factory Warranty or Existing Service Contract for 151 to 500 kVA | 2650
WUPG8HR7X24-UG-04 | 1 Year 8HR 7X24 Response Upgrade to Factory Warranty or Existing Service Contract for 501 kVA + | 3235
WUPGEAA-AX-00 | 1 Yr EAA Prevent Srvc Upgrade to FW or Existing Srvc Plan for (1) In Row Cooling Unit | 275
WUPGEAA-UF-00 | (1) Yr EAA Prevent Srvc Upgrade to FW or Existing Srvc Plan for (1) In Room Cooling Unit | 275
WUPGEAA-UG-02 | 1 Yr EAA Prevent Srvc Upgrade to FW or Existing Srvc Plan for (1) 3P UPS 41 to 150kVA | 275
WUPGEAA-UG-03 | 1 Yr EAA Prevent Srvc Upgrade to FW or Existing Srvc Plan for (1) 3P UPS 151 to 500kVA | 299
WUPGEAA-UG-04 | 1 Yr EAA Prevent Srvc Upgrade to FW or Existing Srvc Plan for (1) 3P UPS 501kVA or Greater | 299
WUPGEAAC-UF-00 | 1 Yr EAA Prevent Srvc Upgrade to FW or Existing Srvc Plan for (1) Chiller | 296
WUPGEAAPLUS-AX-00 | 1 Yr EAA Plus Predict Upgrade to FW or Existing Srvc Plan for (1) In Row Cooling Unit | 446
WUPGEAAPLUS-UF-00 | 1 Yr EAA Plus Predict Upgrade to FW or Existing Srvc Plan for (1) In Room Cooling Unit | 446
WUPGEAAPLUS-UG-01 | 1 Yr EAA Plus Pred. Upgd - FW or Exstng Srvc Plan for (1) 1or3P UPS 10 - 40kVA, Bat Frm, PDU or Acc. | 575
WUPGEAAPLUS-UG-02 | 1 Yr EAA Plus Predict Upgrade to FW or Existing Srvc Plan for (1) 3P UPS 41 to 150kVA | 663
WUPGEAAPLUS-UG-03 | 1 Yr EAA Plus Predict Upgrade to FW or Existing Srvc Plan for (1) 3P UPS 151 to 500kVA | 716
WUPGEAAPLUS-UG-04 | 1 Yr EAA Plus Predict Upgrade to FW or Existing Srvc Plan for (1) 3P UPS 501kVA or Greater | 716
WUPGEAAPLUSC-UF-00 | 1 Yr EAA Plus Predict Upgrade to FW or Existing Srvc Plan for (1) Chiller | 482
WUPGPMV7-LB-00 | Scheduling Upgrade 7X24 for Existing Preventive Maintenance of (1) Lithium-Ion Battery Cabinet | 476
APCRBC88 | APC Replacement Battery Cartridge #88 | 628
APCRBC105 | APC Replacement Battery Cartridge #105 | 756
APCRBC106 | APC Replacement Battery Cartridge #106 | 109
APCRBC107 | APC Replacement Battery Cartridge J15 | 439
APCRBC108 | APC Replacement Battery Cartridge J10 | 362
APCRBC109 | APC Replacement Battery Cartridge #109 | 209
APCRBC110 | APC Replacement Battery Cartridge #110 | 109
APCRBC113 | APC Replacement Battery Cartridge #113 | 119
APCRBC114 | APC Replacement Battery Cartridge #114 | 104
APCRBC115 | APC Replacement Battery Cartridge #115 | 551
APCRBC116 | APC Replacement Battery Cartridge #116 | 395
APCRBC117 | APC Replacement Battery Cartridge #117 | 784
APCRBC117US | APC Replacement Battery Cartridge #117 TAA | 860
APCRBC118 | APC Replacement Battery Cartridge #118 | 541
APCRBC119 | APC Replacement Battery Cartridge #119 | 2175
APCRBC123 | APC Replacement Battery Cartridge # 123 | 146
APCRBC124 | APC Replacement Battery Cartridge # 124 | 161
APCRBC130 | APC Replacement Battery Cartridge # 130 | 184
APCRBC131 | APC Replacement Battery Cartridge #131 | 249
APCRBC132 | APC Replacement Battery Cartridge #132 | 522
APCRBC133 | APC Replacement Battery Cartridge #133 | 576
APCRBC135 | APC Replacement Battery Cartridge #135 | 195
APCRBC136 | APC Replacement Battery Cartridge # 136 | 705
APCRBC137J | APC Replacement Battery Cartridge #137J | 311
APCRBC140 | APC Replacement battery cartridge #140 | 1145
APCRBC141 | APC Replacement Battery Cartridge #141 | 544
APCRBC142 | APC Replacement Battery Cartridge #142 | 226
APCRBC143 | APC Replacement Battery Cartridge #143 | 719
APCRBC143US | APC Replacement Battery Cartridge #143 TAA | 769
APCRBC152 | APC Replacement battery cartridge #152 | 1230
APCRBC153 | APC Replacement Battery Cartridge #153 | 104
APCRBC154 | APC Replacement Battery Cartridge #154 | 91
APCRBC155 | APC Replacement Battery Cartridge #155 | 628
APCRBC157 | APC Replacement Battery Cartridge #157 | 532
APCRBC158 | APC Replacement Battery Cartridge #158 | 130
APCRBC159 | APC Replacement Battery Cartridge #159 | 468
APCRBC160 | APC Replacement Battery Cartridge #160 | 140
APCRBC161 | APC Replacement Battery Cartridge #161 | 146
APCRBC162 | APC Replacement Battery Cartridge #162 | 146
APCRBC163 | APC Replacement Battery Cartridge #163 | 161
APCRBC164 | APC Replacement Battery Cartridge #164 | 146
APCRBC165 | APC Replacement Battery Cartridge #165 | 146
APCRBC166 | APC Replacement Battery Cartridge #166 | 146
APCRBC216 | APC Replacement Battery Cartridge 216 with 2 Year Warranty | 168
APCRBCV200 | APC Replacement Battery Cartridge #200 | 174
APCRBCV201 | APC Replacement Battery Cartridge #201 | 327
APCRBCV202 | APC Replacement Battery Cartridge #202 | 470
APCRBCV203 | APC Replacement Battery Cartridge #203 | 153
APCRBCV204 | APC Replacement Battery Cartridge #204 | 276
APCRBCV205 | APC Replacement Battery Cartridge #205 | 398
APCRBCV206 | APC Replacement Battery Cartridge #206 | 133
APCRBCV207 | APC Replacement Battery Cartridge #207 | 160
APCRBCV208 | APC Replacement Battery Cartridge #208 | 276
APCRBCV209 | APC Replacement Battery Cartridge #209 | 317
APCRBCV210 | APC Replacement Battery Cartridge #210 | 51
APCRBCV211 | APC Replacement Battery Cartridge #211 | 62
APCRBCV212 | APC Replacement Battery Cartridge #212 | 80
RBC2 | APC Replacement Battery Cartridge #2 | 91
RBC3 | APC Replacement Battery Cartridge #3 | 161
RBC4 | APC Replacement Battery Cartridge #4 | 143
RBC5 | APC Replacement Battery Cartridge #5 | 152
RBC6 | APC Replacement Battery Cartridge #6 | 340
RBC7 | APC Replacement Battery Cartridge #7 | 350
RBC8 | APC Replacement Battery Cartridge #8 | 427
RBC9 | APC Replacement Battery Cartridge #9 | 211
RBC11 | APC Replacement Battery Cartridge #11 | 711
RBC12 | APC Replacement Battery Cartridge #12 | 751
RBC13 | APC Replacement Battery Cartridge #13 | 2295
RBC14 | APC Replacement Battery Cartridge #14 | 2300
RBC17 | APC Replacement Battery Cartridge #17 | 92
RBC18 | APC Replacement Battery Cartridge #18 | 266
RBC22 | APC Replacement Battery Cartridge #22 | 437
RBC23 | APC Replacement Battery Cartridge #23 | 583
RBC24 | APC Replacement Battery Cartridge #24 | 705
RBC24J | APC Replacement Battery Cartridge #24J | 779
RBC25 | APC Replacement Battery Cartridge #25 | 860
RBC26 | APC Replacement Battery Cartridge #26 | 484
RBC27 | APC Replacement Battery Cartridge #27 | 836
RBC29 | APC Replacement Battery Cartridge #29 | 92
RBC30 | APC Replacement Battery Cartridge #30 | 89
RBC31 | APC Replacement Battery Cartridge #31 | 530
RBC32 | APC Replacement Battery Cartridge #32 | 157
RBC33 | APC Replacement Battery Cartridge #33 | 192
RBC34 | APC Replacement Battery Cartridge #34 | 507
RBC35 | APC Replacement Battery Cartridge #35 | 74
RBC40 | APC Replacement Battery 12V-7AH | 79
RBC43 | APC Replacement Battery Cartridge #43 | 819
RBC46 | APC Replacement Battery Cartridge #46 | 115
RBC47 | APC Replacement Battery Cartridge #47 | 64
RBC48 | APC Replacement Battery Cartridge #48 | 210
RBC55 | APC Replacement Battery Cartridge #55 | 719
RBC57 | APC Replacement Battery Cartridge #57 | 596
RBC59 | APC Replacement Battery Cartridge #59 | 299
RBC63 | APC Replacement Battery Cartridge #63 | 315
RBCV181-LI | LI Replacement Battery Cartridge #181 LI | 1225
RBCV182-LI | LI Replacement Battery Cartridge #182 LI | 2040
RBCV183-LI | LI Replacement Battery Cartridge #183 LI | 3060